{"text_format":"1","workbook":"xlsx","n_sheets":17,"sheets":["Cover Page","Step 1 - Location","Step 2 - Building Growth","Step 3 - Code Updates","Step 4 - Results","Step 4 - Results 2","Assumptions","111d Emission Targets","Version Control","Energy+Emissions Calculation","Cost Calculation","PNNL Energy Code Savings","Energy Price Projections","eGrid Emissions","Building Growth Projections","CSA-level Data","Input Validations"],"not_rendered":{"charts":4,"images":4,"macros":1,"external_links":0,"defined_names":69,"comments":1,"pivot_tables":0},"unopened":[],"bounds":{"document_bytes":16777216,"sheet_cells":100000,"rows_first":2000,"rows_last":500,"rows_between":2000,"halvings":0,"cell_chars":16384,"cell_head_chars":4096},"cells_cut":0,"cells_raw":0,"read":"whole","date_system":"1900"}

{"sheet":"Cover Page","index":0,"n_rows":23,"n_cols":7,"rows_kept":23,"cut":false,"hidden":false,"merged":[[4,2,4,5],[25,4,25,12],[22,3,24,12],[13,10,13,12],[21,2,21,9],[6,2,6,5],[6,10,6,12],[7,3,8,12],[21,10,21,12]]}
[]
[null,"Building Energy Code Savings Calculator"]
[]
[]
[null,null,"Calculator Version",null,null,null,{"$f":"'Version Control'!C6","v":1.6}]
[]
[null,null,"Calculator Uses"]
[null,null,"-","Guidance and scoping to determine how energy codes can contribute to meeting emission reduction targets over Phase I and Phase II timelines of 2017 to 2040."]
[]
[null,null,"-","Visualize energy and emission savings contributions for both residential and commercial buildings."]
[null,null,"-","Not intended to be used in full State Implementation Plans (SIP)."]
[null,null,"-","Able to be used for State Compliance Plans for air quality/emission-related policies."]
[]
[null,null,"Description and Instructions"]
[null,null,"-","Four (4) step process as outlined in the navigation bar on the right."]
[null,null,"-","Instructions for individual steps included within each page."]
[null,null,"-","Click the \"Calculator Assumptions\" button for an outline of calculator assumptions for advanced users."]
[null,null,"-","Click the \"Next\" button to get started."]
[null,null,"-","Use \"Next\" and \"Back\" buttons on each page to navigate through the calculator steps."]
[null,null,"-","The boxes on the navigation bar are also clickable to navigate between steps."]
[]
[null,null,"Calculator & Methodology Developers"]
[null,null,null,"ENERGY EFFICIENT CODES COALITION"]

{"sheet":"Step 1 - Location","index":1,"n_rows":32,"n_cols":15,"rows_kept":32,"cut":false,"hidden":false,"merged":[[28,6,28,8],[29,6,29,8],[27,6,27,8],[17,11,18,13],[23,11,24,13],[20,11,20,13],[21,11,21,13],[2,0,2,2],[5,11,12,13],[19,11,19,13],[25,11,25,13],[26,6,26,8],[27,17,28,19],[23,17,24,19],[21,17,22,19],[26,11,26,13],[27,11,27,13],[28,10,29,14]]}
["State","State","Name"]
["S_PA"," Step 1: Location and Baseline"]
[{"$f":"VLOOKUP(A2,'Input Validations'!$B$3:$C$54,2,FALSE)","v":"Pennsylvania"}]
[null,null,null,null,null,null,null,null,null,null,null,"Step 1 Instructions"]
[]
[]
[]
[]
[]
[]
[]
[]
[]
[]
[]
[]
[]
[null,null,null,null,null,null,null,null,null,null,null,"Model Residential \nEnergy Code"]
[]
[null,null,null,null,null,null,null,null,null,null,null,"IECC 2009",null,null,"↓"]
[null,null,null,null,null,null,null,null,null,null,null,"Compliance Rate"]
[null,null,null,null,null,null,null,null,null,null,null,0.75]
[]
[null,null,null,null,null,null,null,null,null,null,null,"Model Commercial \nEnergy Code"]
[]
[null,null,null,null,null,null,null,null,null,null,null,"ASHRAE 90.1 2007",null,null,"↓"]
[null,null,null,null,null,null,"State / Territory",null,null,null,null,"Compliance Rate"]
[null,null,null,null,null,null,"Nationwide",null,null,"↓",null,0.75]
[null,null,null,null,null,null,"Metro Area",null,null,null,"* Projected future code version with nominal savings estimates"]
[null,null,null,null,null,null,"-",null,null,"↓"]
[]
[{"$f":"IF(AND(StateInput<>\"\",ResCodeBaselineInput<>\"\",L22<>\"\",ComCodeBaselineInput<>\"\",L28<>\"\"),1,0)","v":1}]

{"sheet":"Step 2 - Building Growth","index":2,"n_rows":33,"n_cols":9,"rows_kept":33,"cut":false,"hidden":false,"merged":[[5,2,8,7],[21,7,22,14],[21,2,22,6],[12,2,12,3],[9,2,10,2],[9,6,10,6],[11,2,11,3],[11,6,11,7],[12,6,12,7]]}
[]
[null," Step 2: Building Growth Projection"]
[]
[null,null,"Step 2 Instructions"]
[]
[null,null,"TBD"]
[]
[]
[]
[null,null,"Residential",null,null,null,"Commercial"]
[]
[null,null,"Growth Projection Assumption",null,null,null,"Growth Projection Assumption"]
[null,null,"PNNL Projections (default)",null,"↓",null,"PNNL Projections (default)",null,"↓"]
[null,null,"Year","Annual Rate %",null,null,"Year","Annual Rate %"]
[]
[]
[]
[]
[]
[]
[]
[null,null,"Projected Residential Housing Units",null,null,null,null,"Projected Commercial Floorspace"]
[]
[]
[]
[]
[]
[]
[]
[]
[null,null,"*Lightly colored lines inidate PNNL default projection to be used as a reference"]
[]
[{"$f":"IF(AND(GrowthTypeRes<>\"\",GrowthTypeCom<>\"\"),1,0)","v":1}]

{"sheet":"Step 3 - Code Updates","index":3,"n_rows":33,"n_cols":9,"rows_kept":33,"cut":false,"hidden":false,"merged":[[21,2,22,5],[21,7,22,12],[11,6,12,6],[11,7,12,7],[11,8,12,8],[5,2,8,8],[9,6,10,6],[9,2,10,2],[11,2,12,2],[11,3,12,3],[11,4,12,4]]}
[]
[null," Step 3: Code Update Schedule"]
[]
[]
[null,null,"Step 3 Instructions"]
[]
[]
[]
[]
[null,null,"Residential",null,null,null,"Commercial"]
[]
[null,null,"Projected Residential Energy Code","Projected Effective Date","Estimated Code Compliance Rate",null,"Projected Commercial Energy Code","Projected Effective Date","Estimated Code Compliance Rate"]
[]
[null,null,{"$f":"ResCodeBaselineInput","v":"IECC 2009"},"Current",{"$f":"'Step 1 - Location'!L22","v":0.75},null,{"$f":"ComCodeBaselineInput","v":"ASHRAE 90.1 2007"},"Current",{"$f":"'Step 1 - Location'!L28","v":0.75}]
[null,null,null,null,null,null,"ASHRAE 90.1 2010",2019,0.75]
[]
[]
[]
[]
[null,null,"* Projected future code version with nominal savings estimates - see \"Assumptions\" tab on home tab for more details"]
[]
[null,null,"Projected Residential MWh Savings",null,null,null,null,"Projected Commercial MWh Savings"]
[]
[]
[null,null,"[Display total kWh and CO2]"]
[]
[]
[]
[]
[]
[]
[]
[{"$f":"IF(AND(C15<>\"\",D15<>\"\",E15<>\"\",G15<>\"\",H15<>\"\",I15<>\"\"),1,0)","v":0}]

{"sheet":"Step 4 - Results","index":4,"n_rows":35,"n_cols":9,"rows_kept":35,"cut":false,"hidden":false,"merged":[[5,2,6,2],[19,2,20,2],[12,2,13,2]]}
[]
[null,"Snapshot Emission Results"]
[]
[]
[]
[null,null,"2030 Snapshot - Electricity"]
[]
[null,null,"Avoided Emissions / Energy","Residential","Commercial","Total"]
[null,null,"Additional Annual MWh",{"$f":"'Energy+Emissions Calculation'!T27","v":0},{"$f":"'Energy+Emissions Calculation'!AZ27","v":3946396.2928394936},{"$f":"E9+D9","v":3946396.2928394936}]
[null,null,"Cumulative Annual MWh",{"$f":"'Energy+Emissions Calculation'!T35","v":0},{"$f":"'Energy+Emissions Calculation'!AZ35","v":48367925.609795228},{"$f":"E10+D10","v":48367925.609795228}]
[null,null,"Additional Annual Metric Metric tons of CO2",{"$f":"'Energy+Emissions Calculation'!T32","v":0},{"$f":"'Energy+Emissions Calculation'!AZ32","v":2686795.5691769565},{"$f":"E11+D11","v":2686795.5691769565}]
[null,null,"Cumulative Annual Metric Metric tons of CO2",{"$f":"'Energy+Emissions Calculation'!T40","v":0},{"$f":"'Energy+Emissions Calculation'!AZ40","v":32929974.228506587},{"$f":"E12+D12","v":32929974.228506587}]
[null,null,"2040 Snapshot - Electricity"]
[]
[null,null,"Avoided Emissions / Energy","Residential","Commercial","Total"]
[null,null,"Additional Annual MWh",{"$f":"'Energy+Emissions Calculation'!AD27","v":0},{"$f":"'Energy+Emissions Calculation'!BJ27","v":4817148.7081656978},{"$f":"E16+D16","v":4817148.7081656978}]
[null,null,"Cumulative Annual MWh",{"$f":"'Energy+Emissions Calculation'!AD35","v":0},{"$f":"'Energy+Emissions Calculation'!BJ35","v":93946381.254250258},{"$f":"E17+D17","v":93946381.254250258}]
[null,null,"Additional Annual Metric Metric tons of CO2",{"$f":"'Energy+Emissions Calculation'!AD32","v":0},{"$f":"'Energy+Emissions Calculation'!BJ32","v":3279623.444976842},{"$f":"E18+D18","v":3279623.444976842}]
[null,null,"Cumulative Annual Metric Metric tons of CO2",{"$f":"'Energy+Emissions Calculation'!AD40","v":0},{"$f":"'Energy+Emissions Calculation'!BJ40","v":63960814.414943703},{"$f":"E19+D19","v":63960814.414943703}]
[null,null,"Cost & Savings"]
[null,null,"Cost & Savings"]
[null,null,"Projections Through 2040","Residential","Commercial","Total"]
[null,null,"Energy Cost Savings (Millions $ NPV)",{"$f":"'Cost Calculation'!C14","v":0},{"$f":"'Cost Calculation'!AJ14","v":40279.919990167749},{"$f":"E23+D23","v":40279.919990167749}]
[null,null,"Costs (Millions $ NPV)",{"$f":"'Cost Calculation'!C24","v":0},{"$f":"'Cost Calculation'!AJ24","v":22722.985606806589},{"$f":"E24+D24","v":22722.985606806589}]
[null,null,"Benefit-Cost Ratio",{"$f":"IFERROR(D23/D24,0)","v":0},{"$f":"IFERROR(E23/E24,0)","v":1.7726508605498585},{"$f":"IFERROR(F23/F24,0)","v":1.7726508605498585}]
[]
[null,null,"Emissions Reductions - Electricity and Gas"]
[null,null,null,"Avoided Through 2030",null,null,"Avoided Through 2040"]
[null,null,"Emissions","Residential","Commercial","Total","Residential","Commercial","Total"]
[null,null,"Metric tons of NOx",{"$f":"'Energy+Emissions Calculation'!T90","v":0},{"$f":"'Energy+Emissions Calculation'!AZ90","v":24001.646822180686},{"$f":"SUM(D30:E30)","v":24001.646822180686},{"$f":"'Energy+Emissions Calculation'!AD90","v":0},{"$f":"'Energy+Emissions Calculation'!BJ90","v":46619.073170047355},{"$f":"SUM(G30:H30)","v":46619.073170047355}]
[null,null,"Metric tons of SOx",{"$f":"'Energy+Emissions Calculation'!T91","v":0},{"$f":"'Energy+Emissions Calculation'!AZ91","v":28126.244265114845},28126.244265114845,{"$f":"'Energy+Emissions Calculation'!AD91","v":0},{"$f":"'Energy+Emissions Calculation'!BJ91","v":54630.39470201161},54630.39470201161]
[null,null,"Metric tons of CH4",{"$f":"'Energy+Emissions Calculation'!T92","v":0},{"$f":"'Energy+Emissions Calculation'!AZ92","v":93.646428871282325},93.646428871282325,{"$f":"'Energy+Emissions Calculation'!AD92","v":0},{"$f":"'Energy+Emissions Calculation'!BJ92","v":181.89209065560675},181.89209065560675]
[null,null,"Metric tons of N2O",{"$f":"'Energy+Emissions Calculation'!T93","v":0},{"$f":"'Energy+Emissions Calculation'!AZ93","v":9.5160243890231566},9.5160243890231566,{"$f":"'Energy+Emissions Calculation'!AD93","v":0},{"$f":"'Energy+Emissions Calculation'!BJ93","v":18.483241611148728},18.483241611148728]
[null,null,"Metric tons of CO2",{"$f":"'Energy+Emissions Calculation'!T94","v":0},{"$f":"'Energy+Emissions Calculation'!AZ94","v":37769638.443481982},37769638.443481982,{"$f":"'Energy+Emissions Calculation'!AD94","v":0},{"$f":"'Energy+Emissions Calculation'!BJ94","v":73361030.234630466},73361030.234630466]
[null,null,"Metric tons of CO2e",{"$f":"'Energy+Emissions Calculation'!T95","v":0},{"$f":"'Energy+Emissions Calculation'!AZ95","v":37774554.986048877},37774554.986048877,{"$f":"'Energy+Emissions Calculation'!AD95","v":0},{"$f":"'Energy+Emissions Calculation'!BJ95","v":73370579.7734337},73370579.7734337]

{"sheet":"Step 4 - Results 2","index":5,"n_rows":41,"n_cols":13,"rows_kept":41,"cut":false,"hidden":false,"merged":[[24,6,25,6],[24,7,25,7],[11,10,12,10],[15,5,16,5],[15,6,16,6],[15,7,16,7],[40,4,40,5],[39,4,39,5],[5,3,6,12],[35,4,35,5],[36,4,36,5],[37,4,37,5],[38,4,38,5],[33,3,33,5],[33,6,33,7],[34,3,34,5],[34,6,34,7],[20,3,21,3],[26,3,27,3],[24,5,25,5]]}
[]
[null,"Customized Energy and Emission Results by Year"]
[]
[]
[null,null,null,"Custom Result Instructions"]
[null,null,null,"Select the Building Sector, Fuel Type, and Metric from the drop down menus below to display the annual avoided emissions or energy usage in the table to the right. This page is printable and formatted to display the input summary, custom result selections, and results."]
[]
[null,null,null,"Metric tons"]
[null,null,null,"Inputs for Custom Results by Year",null,null,null,null,null,{"$f":"IF(AND(D11=\"Total\",D12=\"MWh\"),\"Values for Selected Combination Not Applicable\",IF(AND(D11=\"Total\",D12=\"MMBtu\"),\"Values for Selected Combination Not Applicable\",IF(AND(D11=\"Natural Gas\",D12=\"MWh\"),\"Values for Selected Combination Not Applicable\",IF(AND(D11=\"Electricity\",D12=\"MMBtu\"),\"Values for Selected Combination Not Applicable\",\"\"))))","v":""}]
[null,null,null,"Total","Building Sector",null,null,null,null,null,{"$f":"StateInput&\" \"&IF(CSAInput=\"[statewide]\",\"- Statewide\",\"- \"&CSAInput)","v":"Nationwide - -"}]
[null,null,null,"Electricity","Fuel Type",null,null,null,null,null,{"$f":"IF(D12<>\"MWh\",IF(D12<>\"MMBtu\",D8&\" of \"&D12,D12&\" Results\"),D12&\" Results\")","v":"MWh Results"}]
[null,null,null,"MWh","Select Metric to Display",null,null,null,null,null,"Year","Add'l Annual","Cumulative"]
[null,null,null,null,null,null,null,null,null,null,null,"Avoided","Avoided"]
[null,null,null,null,null,null,null,null,null,null,2014,{"$f":"SUMIFS(ValueLookup,SectorLookup,$D$10,FuelLookup,$D$11,UnitLookup,$D$12,YearLookup,K14)","v":0},{"$f":"SUM($L$14:L14)","v":0}]
[null,null,null,"Input Summary (Non-editable)",null,null,null,null,null,null,{"$f":"K14+1","v":2015},{"$f":"SUMIFS(ValueLookup,SectorLookup,$D$10,FuelLookup,$D$11,UnitLookup,$D$12,YearLookup,K15)","v":0},{"$f":"SUM($L$14:L15)","v":0}]
[null,null,null,"State / Territory",null,"Projected Residential Energy Code","Projected Effective Date","Estimated Code Compliance Rate",null,null,2016,{"$f":"SUMIFS(ValueLookup,SectorLookup,$D$10,FuelLookup,$D$11,UnitLookup,$D$12,YearLookup,K16)","v":0},{"$f":"SUM($L$14:L16)","v":0}]
[null,null,null,{"$f":"StateInput","v":"Nationwide"},null,null,null,null,null,null,2017,{"$f":"SUMIFS(ValueLookup,SectorLookup,$D$10,FuelLookup,$D$11,UnitLookup,$D$12,YearLookup,K17)","v":0},{"$f":"SUM($L$14:L17)","v":0}]
[null,null,null,"Metro Area",null,{"$f":"IF('Step 3 - Code Updates'!C14=0,\"\",'Step 3 - Code Updates'!C14)","v":"IECC 2009"},{"$f":"IF('Step 3 - Code Updates'!D14=0,\"\",'Step 3 - Code Updates'!D14)","v":"Current"},{"$f":"IF('Step 3 - Code Updates'!E14=0,\"\",'Step 3 - Code Updates'!E14)","v":0.75},null,null,2018,{"$f":"SUMIFS(ValueLookup,SectorLookup,$D$10,FuelLookup,$D$11,UnitLookup,$D$12,YearLookup,K18)","v":0},{"$f":"SUM($L$14:L18)","v":0}]
[null,null,null,{"$f":"CSAInput","v":"-"},null,{"$f":"IF('Step 3 - Code Updates'!C15=0,\"\",'Step 3 - Code Updates'!C15)","v":""},{"$f":"IF('Step 3 - Code Updates'!D15=0,\"\",'Step 3 - Code Updates'!D15)","v":""},{"$f":"IF('Step 3 - Code Updates'!E15=0,\"\",'Step 3 - Code Updates'!E15)","v":""},null,null,2019,{"$f":"SUMIFS(ValueLookup,SectorLookup,$D$10,FuelLookup,$D$11,UnitLookup,$D$12,YearLookup,K19)","v":4148989.7198138256},{"$f":"SUM($L$14:L19)","v":4148989.7198138256}]
[null,null,null,null,null,{"$f":"IF('Step 3 - Code Updates'!C16=0,\"\",'Step 3 - Code Updates'!C16)","v":""},{"$f":"IF('Step 3 - Code Updates'!D16=0,\"\",'Step 3 - Code Updates'!D16)","v":""},{"$f":"IF('Step 3 - Code Updates'!E16=0,\"\",'Step 3 - Code Updates'!E16)","v":""},null,null,2020,{"$f":"SUMIFS(ValueLookup,SectorLookup,$D$10,FuelLookup,$D$11,UnitLookup,$D$12,YearLookup,K20)","v":4091870.2722724443},{"$f":"SUM($L$14:L20)","v":8240859.9920862699}]
[null,null,null,"Model Residential \nEnergy Code",null,{"$f":"IF('Step 3 - Code Updates'!C17=0,\"\",'Step 3 - Code Updates'!C17)","v":""},{"$f":"IF('Step 3 - Code Updates'!D17=0,\"\",'Step 3 - Code Updates'!D17)","v":""},{"$f":"IF('Step 3 - Code Updates'!E17=0,\"\",'Step 3 - Code Updates'!E17)","v":""},null,null,2021,{"$f":"SUMIFS(ValueLookup,SectorLookup,$D$10,FuelLookup,$D$11,UnitLookup,$D$12,YearLookup,K21)","v":4087467.184478052},{"$f":"SUM($L$14:L21)","v":12328327.176564321}]
[null,null,null,null,null,{"$f":"IF('Step 3 - Code Updates'!C18=0,\"\",'Step 3 - Code Updates'!C18)","v":""},{"$f":"IF('Step 3 - Code Updates'!D18=0,\"\",'Step 3 - Code Updates'!D18)","v":""},{"$f":"IF('Step 3 - Code Updates'!E18=0,\"\",'Step 3 - Code Updates'!E18)","v":""},null,null,2022,{"$f":"SUMIFS(ValueLookup,SectorLookup,$D$10,FuelLookup,$D$11,UnitLookup,$D$12,YearLookup,K22)","v":4069476.1713211946},{"$f":"SUM($L$14:L22)","v":16397803.347885516}]
[null,null,null,{"$f":"ResCodeBaselineInput","v":"IECC 2009"},null,{"$f":"IF('Step 3 - Code Updates'!C19=0,\"\",'Step 3 - Code Updates'!C19)","v":""},{"$f":"IF('Step 3 - Code Updates'!D19=0,\"\",'Step 3 - Code Updates'!D19)","v":""},{"$f":"IF('Step 3 - Code Updates'!E19=0,\"\",'Step 3 - Code Updates'!E19)","v":""},null,null,2023,{"$f":"SUMIFS(ValueLookup,SectorLookup,$D$10,FuelLookup,$D$11,UnitLookup,$D$12,YearLookup,K23)","v":4054022.4813090814},{"$f":"SUM($L$14:L23)","v":20451825.829194598}]
[null,null,null,"Compliance Rate",null,null,null,null,null,null,2024,{"$f":"SUMIFS(ValueLookup,SectorLookup,$D$10,FuelLookup,$D$11,UnitLookup,$D$12,YearLookup,K24)","v":4063141.9023355669},{"$f":"SUM($L$14:L24)","v":24514967.731530163}]
[null,null,null,{"$f":"'Step 1 - Location'!L22","v":0.75},null,"Projected Commercial Energy Code","Projected Effective Date","Estimated Code Compliance Rate",null,null,2025,{"$f":"SUMIFS(ValueLookup,SectorLookup,$D$10,FuelLookup,$D$11,UnitLookup,$D$12,YearLookup,K25)","v":4064205.2969102836},{"$f":"SUM($L$14:L25)","v":28579173.028440446}]
[null,null,null,null,null,null,null,null,null,null,2026,{"$f":"SUMIFS(ValueLookup,SectorLookup,$D$10,FuelLookup,$D$11,UnitLookup,$D$12,YearLookup,K26)","v":4005942.2995319595},{"$f":"SUM($L$14:L26)","v":32585115.327972405}]
[null,null,null,"Model Commercial \nEnergy Code",null,{"$f":"IF('Step 3 - Code Updates'!G14=0,\"\",'Step 3 - Code Updates'!G14)","v":"ASHRAE 90.1 2007"},{"$f":"IF('Step 3 - Code Updates'!H14=0,\"\",'Step 3 - Code Updates'!H14)","v":"Current"},{"$f":"IF('Step 3 - Code Updates'!I14=0,\"\",'Step 3 - Code Updates'!I14)","v":0.75},null,null,2027,{"$f":"SUMIFS(ValueLookup,SectorLookup,$D$10,FuelLookup,$D$11,UnitLookup,$D$12,YearLookup,K27)","v":3956035.708913805},{"$f":"SUM($L$14:L27)","v":36541151.036886208}]
[null,null,null,null,null,{"$f":"IF('Step 3 - Code Updates'!G15=0,\"\",'Step 3 - Code Updates'!G15)","v":"ASHRAE 90.1 2010"},{"$f":"IF('Step 3 - Code Updates'!H15=0,\"\",'Step 3 - Code Updates'!H15)","v":2019},{"$f":"IF('Step 3 - Code Updates'!I15=0,\"\",'Step 3 - Code Updates'!I15)","v":0.75},null,null,2028,{"$f":"SUMIFS(ValueLookup,SectorLookup,$D$10,FuelLookup,$D$11,UnitLookup,$D$12,YearLookup,K28)","v":3939246.5811450928},{"$f":"SUM($L$14:L28)","v":40480397.618031301}]
[null,null,null,{"$f":"ComCodeBaselineInput","v":"ASHRAE 90.1 2007"},null,{"$f":"IF('Step 3 - Code Updates'!G16=0,\"\",'Step 3 - Code Updates'!G16)","v":""},{"$f":"IF('Step 3 - Code Updates'!H16=0,\"\",'Step 3 - Code Updates'!H16)","v":""},{"$f":"IF('Step 3 - Code Updates'!I16=0,\"\",'Step 3 - Code Updates'!I16)","v":""},null,null,2029,{"$f":"SUMIFS(ValueLookup,SectorLookup,$D$10,FuelLookup,$D$11,UnitLookup,$D$12,YearLookup,K29)","v":3941131.6989244339},{"$f":"SUM($L$14:L29)","v":44421529.316955738}]
[null,null,null,"Compliance Rate",null,{"$f":"IF('Step 3 - Code Updates'!G17=0,\"\",'Step 3 - Code Updates'!G17)","v":""},{"$f":"IF('Step 3 - Code Updates'!H17=0,\"\",'Step 3 - Code Updates'!H17)","v":""},{"$f":"IF('Step 3 - Code Updates'!I17=0,\"\",'Step 3 - Code Updates'!I17)","v":""},null,null,2030,{"$f":"SUMIFS(ValueLookup,SectorLookup,$D$10,FuelLookup,$D$11,UnitLookup,$D$12,YearLookup,K30)","v":3946396.2928394936},{"$f":"SUM($L$14:L30)","v":48367925.609795228}]
[null,null,null,{"$f":"'Step 1 - Location'!L28","v":0.75},null,{"$f":"IF('Step 3 - Code Updates'!G18=0,\"\",'Step 3 - Code Updates'!G18)","v":""},{"$f":"IF('Step 3 - Code Updates'!H18=0,\"\",'Step 3 - Code Updates'!H18)","v":""},{"$f":"IF('Step 3 - Code Updates'!I18=0,\"\",'Step 3 - Code Updates'!I18)","v":""},null,null,2031,{"$f":"SUMIFS(ValueLookup,SectorLookup,$D$10,FuelLookup,$D$11,UnitLookup,$D$12,YearLookup,K31)","v":4002490.9797488996},{"$f":"SUM($L$14:L31)","v":52370416.589544125}]
[null,null,null,null,null,{"$f":"IF('Step 3 - Code Updates'!G19=0,\"\",'Step 3 - Code Updates'!G19)","v":""},{"$f":"IF('Step 3 - Code Updates'!H19=0,\"\",'Step 3 - Code Updates'!H19)","v":""},{"$f":"IF('Step 3 - Code Updates'!I19=0,\"\",'Step 3 - Code Updates'!I19)","v":""},null,null,2032,{"$f":"SUMIFS(ValueLookup,SectorLookup,$D$10,FuelLookup,$D$11,UnitLookup,$D$12,YearLookup,K32)","v":4155654.9144804878},{"$f":"SUM($L$14:L32)","v":56526071.50402461}]
[null,null,null,null,null,null,null,null,null,null,2033,{"$f":"SUMIFS(ValueLookup,SectorLookup,$D$10,FuelLookup,$D$11,UnitLookup,$D$12,YearLookup,K33)","v":4294180.5848654043},{"$f":"SUM($L$14:L33)","v":60820252.088890016}]
[null,null,null,"Growth Projection Assumption",null,null,"Growth Projection Assumption",null,null,null,2034,{"$f":"SUMIFS(ValueLookup,SectorLookup,$D$10,FuelLookup,$D$11,UnitLookup,$D$12,YearLookup,K34)","v":4424019.3841437409},{"$f":"SUM($L$14:L34)","v":65244271.473033756}]
[null,null,null,{"$f":"'Step 2 - Building Growth'!C13","v":"PNNL Projections (default)"},null,null,{"$f":"'Step 2 - Building Growth'!G13","v":"PNNL Projections (default)"},null,null,null,2035,{"$f":"SUMIFS(ValueLookup,SectorLookup,$D$10,FuelLookup,$D$11,UnitLookup,$D$12,YearLookup,K35)","v":4585610.5358550046},{"$f":"SUM($L$14:L35)","v":69829882.008888766}]
[null,null,null,"Year","Annual Rate %",null,"Year","Annual Rate %",null,null,2036,{"$f":"SUMIFS(ValueLookup,SectorLookup,$D$10,FuelLookup,$D$11,UnitLookup,$D$12,YearLookup,K36)","v":4766142.4749173457},{"$f":"SUM($L$14:L36)","v":74596024.483806118}]
[null,null,null,{"$f":"IF('Step 2 - Building Growth'!C15=0,\"\",'Step 2 - Building Growth'!C15)","v":""},{"$f":"IF('Step 2 - Building Growth'!D15=0,\"\",'Step 2 - Building Growth'!D15)","v":""},null,{"$f":"IF('Step 2 - Building Growth'!G15=0,\"\",'Step 2 - Building Growth'!G15)","v":""},{"$f":"IF('Step 2 - Building Growth'!H15=0,\"\",'Step 2 - Building Growth'!H15)","v":""},null,null,2037,{"$f":"SUMIFS(ValueLookup,SectorLookup,$D$10,FuelLookup,$D$11,UnitLookup,$D$12,YearLookup,K37)","v":4828997.644098836},{"$f":"SUM($L$14:L37)","v":79425022.127904952}]
[null,null,null,{"$f":"IF('Step 2 - Building Growth'!C16=0,\"\",'Step 2 - Building Growth'!C16)","v":""},{"$f":"IF('Step 2 - Building Growth'!D16=0,\"\",'Step 2 - Building Growth'!D16)","v":""},null,{"$f":"IF('Step 2 - Building Growth'!G16=0,\"\",'Step 2 - Building Growth'!G16)","v":""},{"$f":"IF('Step 2 - Building Growth'!H16=0,\"\",'Step 2 - Building Growth'!H16)","v":""},null,null,2038,{"$f":"SUMIFS(ValueLookup,SectorLookup,$D$10,FuelLookup,$D$11,UnitLookup,$D$12,YearLookup,K38)","v":4856209.3922881121},{"$f":"SUM($L$14:L38)","v":84281231.52019307}]
[null,null,null,{"$f":"IF('Step 2 - Building Growth'!C17=0,\"\",'Step 2 - Building Growth'!C17)","v":""},{"$f":"IF('Step 2 - Building Growth'!D17=0,\"\",'Step 2 - Building Growth'!D17)","v":""},null,{"$f":"IF('Step 2 - Building Growth'!G17=0,\"\",'Step 2 - Building Growth'!G17)","v":""},{"$f":"IF('Step 2 - Building Growth'!H17=0,\"\",'Step 2 - Building Growth'!H17)","v":""},null,null,2039,{"$f":"SUMIFS(ValueLookup,SectorLookup,$D$10,FuelLookup,$D$11,UnitLookup,$D$12,YearLookup,K39)","v":4848001.0258914884},{"$f":"SUM($L$14:L39)","v":89129232.546084553}]
[null,null,null,{"$f":"IF('Step 2 - Building Growth'!C18=0,\"\",'Step 2 - Building Growth'!C18)","v":""},{"$f":"IF('Step 2 - Building Growth'!D18=0,\"\",'Step 2 - Building Growth'!D18)","v":""},null,{"$f":"IF('Step 2 - Building Growth'!G18=0,\"\",'Step 2 - Building Growth'!G18)","v":""},{"$f":"IF('Step 2 - Building Growth'!H18=0,\"\",'Step 2 - Building Growth'!H18)","v":""},null,null,2040,{"$f":"SUMIFS(ValueLookup,SectorLookup,$D$10,FuelLookup,$D$11,UnitLookup,$D$12,YearLookup,K40)","v":4817148.7081656978},{"$f":"SUM($L$14:L40)","v":93946381.254250258}]
[null,null,null,{"$f":"IF('Step 2 - Building Growth'!C19=0,\"\",'Step 2 - Building Growth'!C19)","v":""},{"$f":"IF('Step 2 - Building Growth'!D19=0,\"\",'Step 2 - Building Growth'!D19)","v":""},null,{"$f":"IF('Step 2 - Building Growth'!G19=0,\"\",'Step 2 - Building Growth'!G19)","v":""},{"$f":"IF('Step 2 - Building Growth'!H19=0,\"\",'Step 2 - Building Growth'!H19)","v":""}]

{"sheet":"Assumptions","index":6,"n_rows":20,"n_cols":7,"rows_kept":20,"cut":false,"hidden":false,"merged":[[6,2,6,3],[6,4,6,5],[18,3,18,4],[19,3,19,4]]}
[]
[null,"Calculator Assumptions"]
[]
[]
[null,null,"Projected Energy Savings of Future Model Energy Codes"]
[null,null,"% savings over previous code"]
[null,null,"Residential",null,"Commercial"]
[null,null,"IECC 2015",8.9999999999999993E-3,"ASHRAE 90.1 2013",8.6999999999999994E-2]
[null,null,"IECC 2018",5.0000000000000001E-3,"ASHRAE 90.1 2016",0.13933253257440648]
[null,null,"IECC 2021",0.05,"ASHRAE 90.1 2019",0.05]
[null,null,"IECC 2024",0.05,"ASHRAE 90.1 2022",0.05]
[null,null,"IECC 2027",0.05,"ASHRAE 90.1 2025",0.05]
[null,null,"PassiveHouse",0.5,"PassiveHouse",0.4]
[null,null,"↑PassiveHouse is % Over 2006 IECC\n",null,null,"↑PassiveHouse is % Over 90.1-2010"]
[null,null,"Financial",null,null,"Source: ","NYSERDA Analysis"]
[null,null,"Interest Rate",0.05]
[]
[null,null,"Emissions"]
[null,null,"SAR (default)","Global Warming potential"]
[null,null,"2016 (default)","eGRID Emissions Year"]

{"sheet":"111d Emission Targets","index":7,"n_rows":56,"n_cols":57,"rows_kept":56,"cut":false,"hidden":true,"merged":[[4,2,4,11],[4,13,4,19],[4,21,4,30],[4,31,4,42],[4,43,4,54]]}
[]
[null,"111d Emission Target Calculations"]
[null,"U.S. EPA Goal Computation Appendix 1 and 2: 20140602tsd-state-goal-data-computation_1.xls - Appendix 1: Proposed Goals"]
[]
[null,null,"Step 1 (2012 Data for Fossil Sources)",null,null,null,null,null,null,null,null,null,"Step 2 (HRI)","Step 3a & 3b (Redispatch)",null,null,null,null,null,null,"Step 4a Nuclear","Step 4b Renewable (MWh)",null,null,null,null,null,null,null,null,null,"Step 5 (Demand Side EE - % of avoided MWh sales)",null,null,null,null,null,null,null,null,null,null,null,"Step 6&7 (State Goal Phase I & II (lbs/MWh))"]
[null,"State","Coal Rate (lb/MWh)","NGCC Rate (lb/MWh)","O/G rate (lb/MWh)","Other Emissions (lbs)","Hist Coal Gen (MWh)","Hist NGCC Gen. (MWh)","Historic OG steam Gen. (MWh)","Other Gen. (MWh)","NGCC Capacity (MW )","Under Construction NGCC Capacity (MW)","Adj. Coal Rate (lbs/MWh)","Redispatched Coal Gen. (MWh)","Redispatch O/G steam Gen. (MWh)","Redispatched NGCC Gen. (MWh)","Other Emissions (lbs)","Other Gen. (MWh)","2012 NGCC Capacity Factor*","Post Redispatch Assumed NGCC Capacity Factor for Existing Fleet","Nuclear Generation Under Construction and \"At Risk\" (MWh)","2020 Existing and Incremental RE","2021 Existing and Incremental RE","2022 Existing and Incremental RE","2023 Existing and Incremental RE","2024 Existing and Incremental RE","2025 Existing and Incremental RE","2026 Existing and Incremental RE","2027 Existing and Incremental RE","2028 Existing and Incremental RE","2029 Existing and Incremental RE","2020 EE Potential","2021 EE Potential","2022 EE Potential","2023 EE Potential","2024 EE Potential","2025 EE Potential","2026 EE Potential","2027 EE Potential","2028 EE Potential","2029 EE Potential (%)","State Generation as % of sales","2012 Total MWh (sales x 1.0751)",2020,2021,2022,2023,2024,2025,2026,2027,2028,2029,"Interim Goal (2020 - 2029 average)","Final Goal (2030 and thereafter)",null,"Final Goal (2030 and thereafter) Target MWh"]
[null,{"$f":"StateInput","v":"Nationwide"},{"$f":"INDEX(C8:C56,MATCH($B$7,$B$8:$B$56))","v":2437.9229869000001},{"$f":"INDEX(D8:D56,MATCH($B$7,$B$8:$B$56))","v":0},0,637810628.83775425,14447406,0,0,257516.70187340002,0,0,2291.6476076859999,14447406,0,0,637810628.83775425,257516.70187340002,0,0,0,1598643.1130111066,1696078.2383710877,1799451.9022182696,1909126.0504036348,2025484.6888859384,2148935.2282653004,2279909.9102642927,2418867.3211511099,2566293.9974038242,2722706.1292376984,3.3626861682224486E-2,4.5119684316196486E-2,5.6299844647805346E-2,6.6491472684185815E-2,7.5734341090530163E-2,8.4066332531141416E-2,9.1523525608059944E-2,9.8140276848189559E-2,0.10394929892009647,0.10898173525334133,2.0767694708207758,14904523.063299999,2008.1320852127728,1976.5248554911652,1945.7537397667911,1916.8438039791326,1889.5689534025482,1863.726588678506,1839.1340834419666,1815.6258775655717,1793.0510711169341,1771.2714290773936,1881.9632487732783,1771.2714290773936,null,19051949.617672976]
[null,"Alabama",2264.0354115,876.68376069999999,0,0,46045176,53492095.964400001,0,0,10333.1,0,{"$f":"C8*0.94","v":2128.1932868099998},{"$f":"MAX(G8-((P8-H8)*(G8/(G8+I8))), 0)","v":36001106.6844},{"$f":"MAX(I8-((P8-H8)*(I8/(I8+G8))),0)","v":0},{"$f":"MIN(((K8*8784*0.7)+(0.15*L8*8784)), SUM(G8:I8))","v":63536165.280000001},{"$f":"0.55*8784*D8*L8+F8","v":0},{"$f":"L8*8784*0.55+J8","v":0},{"$f":"H8/(8784*K8)","v":0.5893409998866711},{"$f":"(P8-(0.15*8784*L8))/(8784*K8)","v":0.7},2329528.2830145163,4596882.7422880698,5214380.8872008417,5914827.408295366,6709364.7408451298,7610632.0807540147,8632966.4440490995,9792630.7346464135,11108072.448404405,12600217.128830224,14292801.242619921,1.3565448857668829E-2,2.1110249168110995E-2,3.0020743411710758E-2,4.0142900821594239E-2,5.1321765299617413E-2,6.1878068330440204E-2,7.1467168062364167E-2,8.0128552787421717E-2,8.7899819948471861E-2,9.4816763133538096E-2,1.5062729353312405,92654857.354800001,{"$f":"(($M8*$N8)+($O8*$E8)+($D8*$P8)+$Q8)/($N8+$O8+$P8+$R8+$U8+V8+(MIN(AF8*$AQ8,$AQ8*$AP8*AF8)))","v":1228.3486442470935},{"$f":"(($M8*$N8)+($O8*$E8)+($D8*$P8)+$Q8)/($N8+$O8+$P8+$R8+$U8+W8+(MIN(AG8*$AQ8,$AQ8*$AP8*AG8)))","v":1213.5170443569389},1196.767490824541,1178.3047438250137,1158.3242250929225,1138.3889073566238,1118.6767237964684,1098.9979027854151,1079.1694588194223,1059.0148661971609,{"$f":"AVERAGE(AR8:BA8)","v":1146.9510007301601},{"$f":"BA8","v":1059.0148661971609},null,{"$f":"($N8+$O8+$P8+$R8+$U8+AE8+(MIN(AO8*$AQ8,$AQ8*$AP8*AO8)))","v":124944835.15301627}]
[null,"Alaska",2851.8639784000002,1149.0343319000001,0,1179006933.8139415,215407,2204942.0011,0,741852.83059999999,589,0,{"$f":"C9*0.94","v":2680.7521396960001},0,0,2420349.0011,{"$f":"0.55*8784*D9*L9+F9","v":1179006933.8139415},{"$f":"L9*8784*0.55+J9","v":741852.83059999999},{"$f":"H9/(8784*K9)","v":0.42617654902338253},{"$f":"(P9-(0.15*8784*L9))/(8784*K9)","v":0.46781093752416031},null,61595,68633,76475,85213,94950,105799,117887,131357,146365,163089,1.2212421844644984E-2,1.9521570512016733E-2,2.8244504204679194E-2,3.8228870530589272E-2,4.9320367399744186E-2,6.0204737187786357E-2,7.0126534583745154E-2,7.9121468770809833E-2,8.7223586883008228E-2,9.4465345874631207E-2,0.95575594451088541,6898283.4660999998,1198.4547266160848,1178.753237597163,1156.2605733137525,1131.6232464035427,1105.4472514645827,1080.5296163593198,1058.1526390736981,1037.9686275410008,1019.6806452543434,1003.0300713079674,{"$f":"AVERAGE(AR9:BA9)","v":1096.9900634931455},{"$f":"BA9","v":1003.0300713079674},null,{"$f":"($N9+$O9+$P9+$R9+$U9+AE9+(MIN(AO9*$AQ9,$AQ9*$AP9*AO9)))","v":3948107.9825390638}]
[null,"Arizona",2268.1042771000002,899.86091399999998,1562.9144492,17227768.092891555,24335930,26782325.404100001,1033871.4028,19361.3842611,11201.5,0,2132.018020474,0,0,52152126.806900002,17227768.092891555,19361.3842611,0.27219476733108133,0.53003373709484003,1818486.110605574,2150929.7962148427,2282026.0444199638,2421112.4308079784,2568675.943443425,2725233.2516516135,2891332.5150511358,3067555.3028444485,3254518.6300866101,3452877.1180618308,3663325.286332035,5.2367999867446578E-2,6.2772281450957992E-2,7.2197706945918413E-2,8.0688243125984341E-2,8.828567033371125E-2,9.5029689261253603E-2,0.10095802249991032,0.10610651111465083,0.11050920648721524,0.11419845765945275,1.4251222105415922,80700600.059299991,777.69083296047597,765.38314084976446,754.31853101159254,744.35880298741824,735.3845772872661,727.29201145726518,719.99016010742127,713.39883465656169,707.44685428414061,702.07060566763369,734.73343512695396,702.07060566763369,null,66869183.647063114]
[null,"Arkansas",2276.1671658999999,827.20611759999997,1446.3626015,789080955.25707102,28378831,15651184.9989,860469.77339999995,1310917.1879999998,5588.4,0,2139.597135946,10218692.588789813,309839.26351019286,34361953.919999994,789080955.25707102,1310917.1879999998,0.31883604537555943,0.7,842037.12970128574,2288229.0213397061,2479266.0746687674,2686252.2115048999,2910518.9707317012,3153509.0572316013,3416785.6227859175,3702042.3218080997,4011114.2065985613,4345989.5322101079,4708822.5468645049,1.5237756645043206E-2,2.3140612618675508E-2,3.238611909352046E-2,4.2820567914841019E-2,5.4211349179579094E-2,6.4613667196547847E-2,7.4065695082287608E-2,8.2603816043337261E-2,9.026270259875846E-2,9.7075392238470892E-2,1.1398795462238362,50378720.481699996,1028.4673874588877,1016.5130974497691,1003.1981539342876,988.76096381723312,973.50133153565127,959.23225641246893,945.82479787364241,933.16245006438544,921.13906530978852,909.65714587854814,967.94566497346625,909.65714587854814,null,56642796.688099109]
[null,"California",2184.3824657999999,866.62532759999999,1405.0881457,9203690697.6602497,933157,81298989.272799999,10403921,14405899.252831599,20765.3,1855.2,2053.3195178519995,0,0,92636067.272799999,16971116790.127369,23368741.492831599,0.44571229003685803,0.49446530378017761,1034647.9267860011,37968065.870375805,40282167.89079991,41150704.3839375,41150704.3839375,41150704.3839375,41150704.3839375,41150704.3839375,41150704.3839375,41150704.3839375,41150704.3839375,4.9456007930732467E-2,6.0362560982640437E-2,7.0297770484374467E-2,7.9299469966344627E-2,8.7403710557806144E-2,9.4644840479344419E-2,0.10105558093639,0.10666709857602427,0.11150907466201147,0.11560977111600071,0.71065789075174424,279029344.65380001,590.06916452261805,574.46511607979551,564.99147780527039,559.19264854905725,554.07284723596695,549.57697256944448,545.65712648563124,542.27157467269069,539.38388904670899,536.96223668956668,555.66430536567498,536.96223668956668,null,181114931.9132053]
[null,"Colorado",2225.5359119,927.72581000000002,5177.3097086999996,45518965.42301061,34385542,8811705.9947999995,618,62201.513267400005,3315.3,200,2092.0037571859998,22548824.092225134,405.26257486344502,20648636.640000001,941924752.0774107,1028441.5132674001,0.30258321820227757,0.7,null,7845382.6098847017,8323548.0189554757,8830856.9599355459,9369085.6914919708,9940118.7328438237,10545955.46209573,10839819.603937499,10839819.603937499,10839819.603937499,10839819.603937499,3.9228631335671553E-2,5.0807901683125871E-2,6.1362024200276755E-2,7.0936075619047342E-2,7.9572920133531969E-2,8.7313315658690799E-2,9.419601496459197E-2,0.10025786193313616,0.10553388317229687,0.1100573752115831,0.89077328426401414,57717062.804699995,1243.7480304031533,1219.5439009074303,1196.7652784513898,1175.2215342145689,1154.7444949238584,1135.1849533016407,1122.9115819349729,1117.1002406827974,1112.0909906847912,1107.8318527572528,1158.5142858261856,1107.8318527572528,null,60724486.868480004]
[null,"Connecticut",3146.0400358000002,809.89153940000006,1763.5710523,16456559.380894523,99461,15299704.404100001,335267,30041.165594800012,2749.2,0,2957.2776336520001,0,0,15734432.404100001,16456559.380894523,30041.165594800012,0.63355508040905173,0.65155700552613161,971137.17235159245,1071107.7030567238,1205972.2984790099,1357817.8744754349,1528782.5288941138,1721273.5703268026,1938001.414791669,2182017.7503924733,2456758.5073407437,2766092.2383905915,3114374.590918418,4.7145464355645185E-2,5.8637358360722307E-2,6.9188970462192634E-2,7.8827091436025273E-2,8.7577290025711921E-2,9.5463956634188635E-2,0.10251034525589638,0.10873861371572592,0.11416986227898528,0.11882417069401892,1.0615943486491424,31707212.583799999,661.06749011690067,644.39990556812734,628.94972753482318,614.51430625329294,600.91414059717965,587.98808617079112,575.5896534109927,563.58417797466075,551.84671236814449,540.26053533608024,596.9114735330993,540.26053533608024,null,23617568.573253807]
[null,"Delaware",2136.9024003999998,979.35543659999996,1429.8429154999999,2008472.8334976812,1406502,5179270.0000999998,1076070,1432.3572751999891,1193,0,2008.6882563759998,184878.74518356379,141444.85491643636,7335518.3999999994,2008472.8334976812,1432.3572751999891,0.49423759881373891,0.7,null,247756.63915112716,290517.20444475126,340657.85832245945,399452.33762881707,468394.2147199444,549234.83909356908,644027.8274028264,755181.23204588471,885518.71358445205,1038351.2709709639,1.1441213707457557E-2,1.8631179655641407E-2,2.7271563041388301E-2,3.7211911935047963E-2,4.829886624966611E-2,5.9430845708344275E-2,6.9611011060983968E-2,7.8870750079824054E-2,8.7240017406983658E-2,9.4747391771909273E-2,0.45088760824127661,12384432.758099999,973.01256437907716,963.00096604266957,951.38428447637875,938.23584208836883,923.62282227275705,908.16475995347469,892.3284028245597,875.92401631757878,858.75911080103913,840.64059603933811,912.50733651952419,840.64059603933811,null,9230693.8574611265]
[null,"Florida",2250.7272351000001,864.2511733,1528.8799706,6223480133.8529482,44537196,133320419.2579,10025973,3567382.7075262,29485.1,1157,2115.6836009939998,4131158.1657033339,929984.01219670847,182822446.07999995,11054383534.446081,9157081.1075261999,0.51475638061732198,0.7,1623103.9351455392,7489632.440006014,8495712.9508785289,9636940.0129957795,10931467.829839459,12399889.254646057,14065563.373637524,15954987.093427919,18098216.643676378,20529345.700089294,22109613.598999999,2.0262587995266979E-2,2.9107084939073068E-2,3.9157620306143726E-2,5.0258811566598685E-2,6.0819065123396063E-2,7.0401049920233952E-2,7.904704931545796E-2,8.6797278947351966E-2,9.368998529239235E-2,9.976153950164994E-2,0.90200148188543927,237246975.40829998,851.44826429331567,839.88175018719846,827.12147154927857,813.34496191627989,799.81230058763356,786.76435813221383,774.05689417737324,761.5523420771425,749.11836243948869,740.20908147114642,794.33097868310711,740.20908147114642,null,242122069.37799492]
[null,"Georgia",2294.5501021999999,841.16901270000005,0,68345446.737178013,40972090,37591123.001900002,0,83815.36127129996,8354.9,0,2156.8770960679999,27190603.881900012,0,51372609.11999999,68345446.737178013,83815.36127129996,0.51221432105704978,0.7,19220561.263695512,5427968.0941611556,6157105.7330128942,6984188.254216129,7922372.5700843642,8986582.9577741623,10193748.468976259,11563072.230792977,12230636.385,12230636.385,12230636.385,1.7614935366131651E-2,2.5964685402505468E-2,3.5592358095439938E-2,4.6343175171739269E-2,5.7340124702598923E-2,6.7351792572890243E-2,7.6418531615615654E-2,8.4578764026585318E-2,9.1869070206791983E-2,9.8324273478208546E-2,0.87749338804973098,140815385.2872,966.39912152971397,950.52990280793802,932.98336707036799,914.02018851112382,894.58256411738489,875.79481878692638,857.45239761043911,845.53205687043828,839.26054382603593,833.78458382214069,891.0339544952509,833.78458382214069,null,122247622.53807905]
[null,"Hawaii",2077.0173885999998,0,1694.9226693999999,366833182.50428218,1502308,0,4093831,250089.58781180004,0,0,1952.3963452839996,1502308,4093831,0,366833182.50428218,250089.58781180004,null,null,null,1046926.8679999999,1046926.8679999999,1046926.8679999999,1046926.8679999999,1046926.8679999999,1046926.8679999999,1046926.8679999999,1046926.8679999999,1046926.8679999999,1046926.8679999999,1.2935951595377262E-2,2.0390597459158413E-2,2.9243784150046345E-2,3.9342908474585984E-2,5.0533577190452539E-2,6.1312614687611545E-2,7.1133000748976744E-2,8.0030262278284595E-2,8.8038272014961574E-2,9.5189320054825319E-2,0.96236732407479131,10363057.6907,1458.0486917008009,1442.773633599732,1425.0435176504507,1405.3429028456842,1384.139583130479,1364.3124760900853,1346.7368507968874,1331.199821648358,1317.5190567969541,1305.5378190093093,1378.0654353268742,1305.5378190093093,null,7842485.027019091]
[null,"Idaho",0,857.9888373,0,0,0,1639922,0,0,620,0,null,null,null,1639922,0,0,0.30111970444796993,0.30111970444796993,null,3185880.3281693324,3196687.1701874998,3196687.1701874998,3196687.1701874998,3196687.1701874998,3196687.1701874998,3196687.1701874998,3196687.1701874998,3196687.1701874998,3196687.1701874998,3.8043220220796779E-2,4.9842207824726745E-2,6.0627723450186154E-2,7.0440724340313246E-2,7.9320223868099643E-2,8.7303379951876967E-2,9.4425579405740506E-2,0.10072051841129301,0.10622027928854094,0.11095540373561535,0.46825537415146617,25492619.6109,266.48757347252729,259.0471251061341,253.04898379336336,247.82803686003507,243.28602263521299,239.34232427760162,235.93031820196978,232.99460549754644,230.48888819000945,228.37432304188948,243.68282010762897,228.37432304188948,null,6161090.0529505042]
[null,"Illinois",2334.1314781999999,865.11049949999995,0,502713810.86605561,79166165,7870423.0049999999,0,727383.22051619994,3395.6,0,2194.0835895079999,{"$f":"MAX(G20-((P20-H20)*(G20/(G20+I20))), 0)","v":66157722.725000001},{"$f":"MAX(I20-((P20-H20)*(I20/(I20+G20))),0)","v":0},20878865.279999997,502713810.86605561,727383.22051619994,0.26386951731411334,0.7,5305342.0031535765,10562948.774062034,11194781.062601805,11864406.968187384,12574087.150040077,13326217.490747312,14123337.184769994,14968137.310771216,15863469.916706521,16812357.648347016,17818003.953741267,4.361158168069415E-2,5.5268462953305439E-2,6.5964962928968585E-2,7.5731445301236738E-2,8.4596895879422415E-2,9.2588975782934665E-2,9.9734072436781632E-2,0.10605734845647309,0.11158278850697179,0.11633324421690042,1.2699014351631996,154319858.30039999,1483.4836900036169,1451.5142362231506,1422.256480126777,1395.3843139896371,1370.6162560260459,1347.7075115442829,1326.443631835695,1306.6354080359858,1288.1147289704923,1270.7311985672013,1366.2887455322884,1270.7311985672013,null,128839846.94558895]
[null,"Indiana",2158.1427699999999,913.95402869999998,0,2498940947.3439569,87213268,12839308.9999,0,1631176.6947404,2767.7,0,2028.6542037999998,83034543.239900008,0,17018033.759999998,2498940947.3439569,1631176.6947404,0.5281171977137975,0.7,null,4474097.5541361207,4741719.7264334615,5025349.9598511811,5325945.7909739129,5644522.03229897,5982154.1982466178,6339982.1361002298,6719213.8741344018,7121129.6999223102,7547086.4825906968,3.1956727591867851E-2,4.3265104376892377E-2,5.4906687375825887E-2,6.5587996988725653E-2,7.533938362006927E-2,8.4189820172546906E-2,9.216695522320105E-2,9.9297164001421079E-2,0.10560559725699863,0.11111622810286446,1.0283960752376078,113071949.2175,1698.9967631771033,1675.3964511180338,1651.6571872907925,1629.8851777227435,1609.8901267035665,1591.5036587468751,1574.5759602826856,1558.972989289362,1544.5741416516328,1531.270287193553,1606.6722743176347,1531.270287193553,null,121794968.67851834]
[null,"Iowa",2251.3328427000001,894.23068499999999,2421.6860683,0,33055156,1437496.0001000001,305111,0,1263.9000000000001,0,2116.2528721379999,26779113.810829978,247180.86927002086,7771468.3200000003,0,0,0.129479675993841,0.7,277784.49248620583,8565920.5484688003,8565920.5484688003,8565920.5484688003,8565920.5484688003,8565920.5484688003,8565920.5484688003,8565920.5484688003,8565920.5484688003,8565920.5484688003,8565920.5484688003,4.6458138612440365E-2,5.7815701996899123E-2,6.821197409508474E-2,7.7679294154383863E-2,8.6248524613371208E-2,9.3949110781313627E-2,0.10080913799186138,0.10685538633593043,0.11211338307438524,0.11660745282691856,1.1303387570565711,49141853.409999996,1398.3700753170735,1381.5794044664328,1366.559507859894,1353.1630297673184,1341.261838859054,1330.7442339363813,1321.5126407071621,1313.4817033658012,1306.5766958665138,1300.7321938481659,1341.3981323993798,1300.7321938481659,null,49371774.394388929]
[null,"Kansas",2363.8496110000001,0,1560.4262702000001,0,27979593,0,1632997,0,0,0,2222.0186343400001,27979593,1632997,0,0,0,null,null,542728.26516676403,7238912.608504938,7843266.6837039823,8498076.3822767045,8884938.154000001,8884938.154000001,8884938.154000001,8884938.154000001,8884938.154000001,8884938.154000001,8884938.154000001,1.2202151221238364E-2,1.9534734610548041E-2,2.8295512607355435E-2,3.8333184078348397E-2,4.9493956101871212E-2,6.0474232447864512E-2,7.0501697422929568E-2,7.9608983539726272E-2,8.7827226156891744E-2,9.5186124874907588E-2,1.1028009817174655,43319516.047600001,1706.606859935637,1666.0998329967611,1622.887160825361,1590.123499099323,1571.4563976417621,1553.5140098202473,1537.4828089401815,1523.2067750036558,1510.5500194751967,1499.3939005280477,1578.1321264266173,1499.3939005280477,null,43163673.283194184]
[null,"Kentucky",2166.3264045000001,0,0,0,84358283,0,0,0,0,640,2036.34682023,83515019,0,843264,{"$f":"0.55*8784*907*L24+F24","v":2804414976},3091968.0000000005,null,null,null,551117.60800162517,625149.10274459934,709125.23023801693,804381.85058958677,912434.26967159729,1035001.3440269917,1174032.8237816351,1331740.3685233609,1510632.729536535,1713555.6580576627,1.9098155139177377E-2,2.7766631172219353E-2,3.7692858540208533E-2,4.8722240471866421E-2,5.9597739467634629E-2,6.9503450308202555E-2,7.847692350865107E-2,8.6553943038222211E-2,9.3768604827720994E-2,0.10015339173226456,0.97179777525598399,95736031.598999992,{"$f":"(($M24*$N24)+($O24*$E24)+(907*$P24)+$Q24)/($N24+$O24+$P24+$R24+$U24+V24+(MIN(AF24*$AQ24,$AQ24*$AP24*AF24)))","v":1934.0421877472327},{"$f":"(($M24*$N24)+($O24*$E24)+(907*$P24)+$Q24)/($N24+$O24+$P24+$R24+$U24+W24+(MIN(AG24*$AQ24,$AQ24*$AP24*AG24)))","v":1915.2580212961911},1894.208039929928,1871.3155304426718,1848.9996944168099,1828.6667727792476,1810.1011422120071,1793.1064520852276,1777.501675398423,1763.11768826295,1843.6317204570689,1763.11768826295,null,98481683.872825116]
[null,"Louisiana",2323.2195671999998,766.29985739999995,1581.2103032,3267065650.0531979,24300393,19771182.009100001,14254748,5223728.3741199002,6508.4,0,2183.8263931679999,11538767.058381507,6768706.0307185017,40018849.919999994,3267065650.0531979,5223728.3741199002,0.34583271218529815,0.7,985225.01242613397,3348948.0774409864,3628541.2328899889,3931476.7426443659,4259703.3865433186,4615332.6419334197,5000652.2667724481,5418141.0167438947,5870484.5910571301,6360592.9095123401,6891618.831973345,1.1375467552923934E-2,1.8504370938637004E-2,2.7058013700924182E-2,3.6883833822775193E-2,4.7827391089439654E-2,5.8789903099980348E-2,6.8780532230988511E-2,7.7836674771267433E-2,8.5993971490029353E-2,9.3286385312307207E-2,0.90079198851709141,91094021.7993,1014.7819306724076,1002.1912323963659,987.94503579143395,972.33933926507052,955.65862343691367,939.1457877784095,923.77496218704107,909.39422023701707,895.86779918207844,883.07331730358283,948.41722482503189,883.07331730358283,null,79081674.228492677]
[null,"Maine",0,847.59208590000003,2635.1274653999999,0,0,4053378.0000999998,59067,0,1388.6,0,0,0,0,4112445.0000999998,0,0,0.33231321951851234,0.33715578414900466,null,3611728.4319631737,3611728.4319631737,3611728.4319631737,3611728.4319631737,3611728.4319631737,3611728.4319631737,3611728.4319631737,3611728.4319631737,3611728.4319631737,3611728.4319631737,5.3736007062315301E-2,6.4714739161627025E-2,7.4768049126363714E-2,8.3922056188356853E-2,9.2201681659859827E-2,9.9630691656382706E-2,0.10623173809645967,0.11202639804365881,0.11703521145358933,0.12127771738620828,1.3252080576650536,12429294.5309,415.35332005989289,408.70759958124916,402.80590007440549,397.57845602840376,392.96583460395601,388.91725731789103,385.38925317750244,382.34457098973024,379.75129624808994,377.58213098950591,393.13956190706267,377.58213098950591,null,9231569.9014916085]
[null,"Maryland",2157.9958127,975.17739540000002,1544.2413833000001,48214762.492757589,16297835,676555.59400000004,2892354,20917.47183750011,288.8,0,2028.5160639379999,15364291.766884193,2726679.3871158077,1775773.44,48214762.492757589,20917.47183750011,0.26669444712496659,0.7,787533.354986666,1697994.5225357746,1991053.089595275,2334690.9268391752,2737637.5609216713,3210129.1562030497,3764168.5468530674,4413830.1481542345,5175617.4927508356,5982068.5757632507,5982068.5757632507,4.2074781713191504E-2,5.3795009159865084E-2,6.4544470420188085E-2,7.4355427813469654E-2,8.3258675750193675E-2,9.1283599414817479E-2,9.8458230981317119E-2,0.10480930346314697,0.1103623022950582,0.1151415147401727,0.60820033171625643,66455749.755199999,1543.4744323724074,1495.8308864490257,1450.398128179017,1406.504888048039,1363.544231009691,1320.9642138359736,1278.2636868130107,1234.9927043846469,1194.0790886907871,1186.7124341020524,1347.4764693884649,1186.7124341020524,null,31311100.837481692]
[null,"Massachusetts",2082.5040770999999,886.31744089999995,1756.554529,33906455.554328367,2268133,23603159.816199999,329883.23700000002,34983.969129000077,6625.1,0,1957.5538324739998,4.6566128730773926E-10,5.8207660913467407E-11,26201176.053199999,33906455.554328367,34983.969129000077,0.40558826592891373,0.4502316487905918,316260.46226356021,2962380.3259656811,3335377.5726553947,3755339.3987472332,4228179.17689473,4760554.8403667752,5359962.6316649299,6034842.6551538287,6794697.7199636595,7650227.1465605469,8613477.4210801758,4.4340193491464598E-2,5.604529365023047E-2,6.6803887842410314E-2,7.6643046825041278E-2,8.5588609248013744E-2,9.3665225750441936E-2,0.10089640128180878,0.10730453571523049,0.11291096281755593,0.11773598763848463,0.74767633692062474,59467354.632399999,738.62246249769248,718.24210492413215,698.85372102978147,680.24576961721596,662.22937827581404,644.6348936942702,627.30948564557491,610.11562744362243,592.93031516589542,575.64490969352948,654.88286679875284,575.64490969352948,null,40400714.697500825]
[null,"Michigan",2254.9510461,810.28612769999995,1586.13537,3044925860.3700438,53210780,18499950.609700002,774872,4299172.8757443,5008.3999999999996,0,2119.6539833339998,41091564.491654843,598388.19804516248,30795649.919999994,3044925860.3700438,4299172.8757443,0.4205128146485308,0.7,1827908.7970816612,4775710.4785206858,5061373.8993692854,5364124.5348591302,5684984.4721140405,6025036.9353191201,6385429.9426891059,6767380.1821815707,7172177.1190393995,7601187.3490296174,8055859.2120751143,4.5925301256458884E-2,5.7447475252927635E-2,6.8019871965554771E-2,7.7671255549376234E-2,8.6429083608699164E-2,9.4319556124933548E-2,0.1013676623859309,0.1075972259952423,0.11303094803657514,0.11769044846571815,1.0389198760429761,112690037.1441,1310.3247986281974,1287.2994775312359,1266.3110136087121,1247.1432704371809,1229.6080933070223,1213.5406398999182,1198.7955841250985,1185.244005966231,1172.7708246129985,1161.2726650816751,1227.231037319827,1161.2726650816751,null,99931084.503708631]
[null,"Minnesota",2317.9822393999998,862.64948679999998,1590.7834353999999,83925611.73884958,21989584,5715510.0219999999,29243,97924.447742399992,2768.2,0,2178.9033050359999,10699000.722071774,14228.139928228969,17021108.159999996,83925611.73884958,97924.447742399992,0.2350526756420071,0.7,840189.54411773931,7888544.3585652001,7888544.3585652001,7888544.3585652001,7888544.3585652001,7888544.3585652001,7888544.3585652001,7888544.3585652001,7888544.3585652001,7888544.3585652001,7888544.3585652001,4.8008468033873729E-2,5.924360710051195E-2,6.9521643169629638E-2,7.8874725617712527E-2,8.7333534705797786E-2,9.492734093371212E-2,0.10168406188202468,0.10763031664615251,0.11279147796268493,0.11719172212380437,0.82836500905863464,73094473.978499994,965.39062608530605,949.03291665828226,934.54679431037823,921.7433879627788,910.46255864323768,900.56796913922881,891.94316297556838,884.48842249325651,878.11823426853812,872.75923243264003,910.90533049692147,872.75923243264003,null,43656825.775131494]
[null,"Mississippi",2493.9278509999999,848.17551279999998,1388.2063624,0,7503114,31813676.742600001,4402778,0,7894.4,150,2344.2921799399996,0,0,43719568.742600001,{"$f":"0.55*8784*D31*L31+4703731231","v":5318387061.6159039},{"$f":"L31*8784*0.55+5836968","v":6561648},0.45877781534389189,0.62761986140840986,631874.26957287942,2498625.7029471667,2834265.4881885191,3214991.6844533328,3646860.7384096175,4136742.657738775,4692430.296589396,5322763.3213195838,5458429.5010000002,5458429.5010000002,5458429.5010000002,1.399843513390662E-2,2.1653477031590512E-2,3.0677656086512427E-2,4.0917598983544558E-2,5.2218631526603387E-2,6.2796481544960814E-2,7.2417279926557013E-2,8.1117727177937152E-2,8.8932799077439673E-2,9.5895822965259531E-2,0.9863437987582192,52021589.392499998,783.30427334259525,772.90329029143879,761.19548114009979,748.33467262134945,734.46766221318444,720.75344435645707,707.2405957609119,700.43972777644331,695.83026267402477,691.77415940892911,731.62435695854333,691.77415940892911,null,61292047.588903084]
[null,"Missouri",2084.5587934,889.72164320000002,0,0,72939512,4854569.0000999998,0,0,2078.6999999999998,0,1959.4852657959998,65012570.440099999,0,12781510.559999997,0,0,0.26586828560817621,0.7,549656.71110506309,1638287.3021962619,1736282.9317854273,1840140.258163491,1950209.903999944,2066863.4647748449,2190494.7632863624,2321521.1791978134,2460385.0581127568,2607555.2049351796,2763528.4665563675,1.5757543520218836E-2,2.3825480768057888E-2,3.3256812711147735E-2,4.3899367525245384E-2,5.5411895225225667E-2,6.5962570404294527E-2,7.5582765644706562E-2,8.4302426062777575E-2,9.215012571687714E-2,9.915312165697672E-2,0.99471654687004885,88626254.460899994,1705.3109331430821,1688.5183589851297,1669.5173934047641,1648.7228988362199,1626.8500994989763,1606.9969602668184,1588.9793722290678,1572.6355690215044,1557.8227443921003,1544.4142493563741,1620.9768579134038,1544.4142493563741,null,89848407.255210608]
[null,"Montana",2437.9229869000001,0,0,637810628.83775425,14447406,0,0,257516.70187340002,0,0,2291.6476076859999,14447406,0,0,637810628.83775425,257516.70187340002,null,null,null,1598643.1130111066,1696078.2383710877,1799451.9022182696,1909126.0504036348,2025484.6888859384,2148935.2282653004,2279909.9102642927,2418867.3211511099,2566293.9974038242,2722706.1292376984,3.3626861682224486E-2,4.5119684316196486E-2,5.6299844647805346E-2,6.6491472684185815E-2,7.5734341090530163E-2,8.4066332531141416E-2,9.1523525608059944E-2,9.8140276848189559E-2,0.10394929892009647,0.10898173525334133,2.0767694708207758,14904523.063299999,2008.1320852127728,1976.5248554911652,1945.7537397667911,1916.8438039791326,1889.5689534025482,1863.726588678506,1839.1340834419666,1815.6258775655717,1793.0510711169341,1771.2714290773936,1881.9632487732783,1771.2714290773936,null,19051949.617672976]
[null,"Nebraska",2181.1538467999999,1097.0761336,1754.9565611,0,24660983,423637.99900000001,37524,0,468.3,0,2050.284615992,22208869.080452744,33792.878547254535,2879483.04,0,0,0.10298605519829698,0.7,574830.0646808832,1856031.6434920561,2010985.8953398997,2178876.7909405134,2360784.3700449225,2557878.8415304027,2771428.1113375952,3002805.9388914481,3253500.7744761179,3525125.3344145454,3819426.9756496958,2.1965192447987017E-2,3.1265636816348329E-2,4.1791465810764636E-2,5.3388253533933172E-2,6.4078451624106705E-2,7.3829168577336735E-2,8.267173486315256E-2,9.0636044720045314E-2,9.7750614114476164E-2,0.10404263624554734,1.1343799134526367,33143117.218899999,1723.8717483495604,1696.0923251433262,1666.1392605015794,1634.5080734510493,1604.840184905388,{"$f":"(($M34*$N34)+($O34*$E34)+($D34*$P34)+$Q34)/($N34+$O34+$P34+$R34+$U34+AA34+(MIN(AK34*$AQ34,$AQ34*$AP34*AK34)))","v":1576.978692198491},1550.6730570508876,1525.6979784169539,1501.8492186747974,1478.940222784646,1595.9590761476679,1478.940222784646,null,32964699.328180127]
[null,"Nevada",2274.5965673999999,882.52729220000003,1459.1431344,172680511.95826149,4133662,23783255.668000001,279983,198036.66767519998,6381.2,0,2138.120773356,0,0,28196900.668000001,172680511.95826149,198036.66767519998,0.42430350654649585,0.50304483095950003,null,3761261.8300788491,3990505.6274859933,4233721.5228282996,4491761.0964883901,4765527.8315160042,5055980.2770250319,5364135.4043952916,5691072.1680302508,6037935.2831380907,6405939.2337633893,2.9520039364355946E-2,4.0216966295059435E-2,5.1803241604187956E-2,6.2384478414965673E-2,7.2001231542197341E-2,8.0692130210130469E-2,8.8493965627214025E-2,9.5441774534338206E-2,0.10156891891116983,0.10690716201672849,0.96669309080459698,37821929.841799997,{"$f":"(($M35*$N35)+($O35*$E35)+($D35*$P35)+$Q35)/($N35+$O35+$P35+$R35+$U35+V35+(MIN(AF35*$AQ35,$AQ35*$AP35*AF35)))","v":753.92885072027593},740.11447942609072,725.81853251276686,712.50828277703727,700.05931268113704,688.36234535457584,677.32075488413739,666.84855388405686,656.8687583988476,647.31205393369419,696.91419245726206,647.31205393369419,null,38709637.422397435]
[null,"New Hampshire",2382.0218552000001,877.57721819999995,1889.4471039,0,1281341,6946868.9999000002,72614,0,1505.5,0,2239.1005438880002,0,0,8300823.9999000002,0,0,0.52531042824004759,0.6276942044243965,575615.28855389054,2219729.5940269795,2499218.6993625145,2813898.6496601808,3168200.3710115771,3567112.6933054491,4016252.5966367796,4521944.3025346696,4822223.0163039416,4822223.0163039416,4822223.0163039416,2.83924112831937E-2,3.9040235823837852E-2,5.0805216401189783E-2,6.1933846394983012E-2,7.2131960918839E-2,8.1425889927688719E-2,8.9840757568304119E-2,9.7400525212454875E-2,0.10412803275509067,0.11004503824332053,1.9497193290751607,11686617.6011,637.43670779605736,615.6754332741325,593.01262964182376,570.51729405404342,548.27059371204871,526.18202887429845,504.18422054725124,490.97803058800093,488.39002431331016,486.13625709794945,546.07832198989149,486.13625709794945,null,14984716.585605944]
[null,"New Jersey",2101.7207950000002,889.19617849999997,1472.6911917,2431861783.9217291,2602990,20015729.511599999,173972,2295215.174348,5832.3,0,1975.6175473000001,0,0,22792691.511599999,2431861783.9217291,2295215.174348,0.39069624869848135,0.44490104975504319,1616036.9202884741,2421244.2101994306,2839129.1617259495,3329137.2935482459,3903716.4172397573,4577462.7245802898,5367491.5786371576,6293872.3000485832,7380137.9935051166,8653883.3656916264,10147465.721223755,1.2476028539265065E-2,1.9875783190353269E-2,2.8704592736062139E-2,3.8811523622819859E-2,5.0042963652574345E-2,6.1027674442962324E-2,7.1065442355277286E-2,8.0187433052134036E-2,8.8423387938261586E-2,9.5801681004806252E-2,0.76186477247071394,80689387.841399997,759.36459469423858,737.82192635135414,713.85827488976145,687.98351840891144,660.66678828803424,633.64286802088202,607.46987065622568,581.82432572144728,556.43617942184437,531.08638610036337,647.01547325530623,531.08638610036337,null,42740760.388228498]
[null,"New Mexico",2340.9359761999999,907.40862790000006,1313.4459059999999,0,11353987,5730957,2208001,0,1662.4,0,2200.4798176279996,7594318.6524115447,1476861.2275884538,10221765.120000001,0,0,0.39246351808169894,0.7,null,3261075.8320251782,3459833.9725480471,3670706.1516455952,3894430.70350732,4131790.9627882536,4383618.0073261885,4650793.5680237878,4721995.6329768756,4721995.6329768756,4721995.6329768756,3.1035013241784176E-2,4.1948637868847644E-2,5.321881813557619E-2,6.3470746305540199E-2,7.2750343651852012E-2,8.110124952435338E-2,8.8564932808121916E-2,9.5180797921778831E-2,0.10098628562294884,0.10601696887513207,1.5006422353948949,24919278.456799999,1197.143742129196,1173.4646815715885,1149.7093665326272,1127.4664519941609,1106.5321479544323,1086.727828021732,1067.8959438963634,1058.3422012025451,1052.5713567834578,1047.6213492874169,1106.747506937352,1047.6213492874169,null,26656807.001522191]
[null,"New York",2219.4027956,933.76639460000001,1366.2534776,1921012399.6359246,4156143.4079999998,44002776.7729,12502558,2590211.4823018005,9847.6,0,2086.2386278639997,27582.203066219576,82973.097833776847,60550922.880000003,1921012399.6359246,2590211.4823018005,0.50869486831890876,0.7,2410637.290132205,8344247.8219562788,9394883.1627347302,10577805.396573586,11909670.942114362,13409233.449822094,15097607.867233478,16998567.753011588,19138880.026208654,21548681.8642537,24261905.056667082,4.4177939806613338E-2,5.58919541577729E-2,6.6658701415474086E-2,7.6505373345477676E-2,8.5457924616214306E-2,9.3541117197171855E-2,0.10077856296868844,0.10719276461114169,0.1128051548388648,0.11763613404156197,0.93050619567916049,153914184.36679998,729.86016064824616,705.88680964224989,683.46517439154945,662.29559013222206,642.11911780243281,622.71006378573384,603.87056191358863,585.42675823525701,567.22626232483719,549.13660729089474,635.19971061670117,549.13660729089474,null,106771855.87242736]
[null,"North Carolina",2044.2853448000001,851.23011589999999,0,826846418.97859919,50607838,15195335.001800001,0,362531.25863500009,4709.1000000000004,2249,1921.628224112,33884576.521799996,0,31918596.48,10075775561.898846,11227900.058635,0.36734999564750009,0.7,2295625.0875564399,4476628.244452402,5077972.6318094656,5760095.4650099985,6533847.6931109373,7411537.8705267711,8407127.9568040334,9536455.4181320574,10817485.163695855,11668176.311000001,11668176.311000001,2.3711701365905294E-2,3.3248180578932023E-2,4.3920817462107686E-2,5.5100638222559672E-2,6.5281844829774741E-2,7.4506518935239296E-2,8.2814709395660768E-2,9.0244527440311195E-2,9.6832237352173431E-2,0.10261234287404637,0.86123824559614315,137704068.46430001,1181.7685767602823,1158.5963293656523,1133.6031186748994,1107.8425761732351,1083.39298086796,1059.9503224109412,1037.2373731628027,1014.9987918832596,998.83501034897074,992.19803486218882,1076.8423114510192,992.19803486218882,null,103164288.93504658]
[null,"North Dakota",2367.8470266999998,0,0,0,28186691,0,0,0,0,0,2225.7762050979995,28186691,0,0,0,0,null,null,null,5459956.5101004001,5459956.5101004001,5459956.5101004001,5459956.5101004001,5459956.5101004001,5459956.5101004001,5459956.5101004001,5459956.5101004001,5459956.5101004001,5459956.5101004001,1.3905077599230736E-2,2.1588731916621539E-2,3.0668948227100919E-2,4.0993977973776304E-2,5.240981445235255E-2,6.3172354804844968E-2,7.2992897255679534E-2,8.1902885547603055E-2,8.993232259045425E-2,9.7109828614531768E-2,2.5949466162513546,15822199.395599999,1852.478891016201,1845.8527693351105,1838.0831512852844,1829.327485233855,1819.7434011411597,1810.7993035687825,1802.7144158786748,1795.4413661747471,1788.9371842674393,1783.1628631579874,1816.654083105924,1783.1628631579874,null,35183138.581712067]
[null,"Ohio",2126.4919454000001,962.64416500000004,1331.8594760999999,284732505.57003486,86473075,20907183.119899999,321602,214178.34231189999,4342.5,539,1998.902428676,79993007.737065971,297501.98283403117,27411350.399999999,2791474083.6520076,2818195.1423119004,0.54810450150899792,0.7,993077.25115620636,3286936.6168206702,3854232.2836537608,4519438.0750571536,5299452.3970188377,6214090.1682591476,7286586.1840701681,8544185.3562218938,10018834.82296209,11747995.510970866,13775593.765601883,4.1676898585901109E-2,5.3480896117270589E-2,6.4319755857136771E-2,7.4224054995581046E-2,8.3222984559671156E-2,9.134440294933982E-2,9.8614887260712103E-2,0.10505978248567323,0.11070324867286038,0.11556830613179882,0.85969038999059932,163906374.48639998,1570.1420952798715,1541.6454559191857,1514.6257512249808,1488.7342717847371,1463.6334073772452,1438.9909771251409,1414.4757862366203,1389.754468187673,1364.4897703473891,1338.3405300152783,1452.4832513498122,1338.3405300152783,null,141573310.10257509]
[null,"Oklahoma",2304.7120074999998,891.47868089999997,1382.0249091000001,13854903.0142067,29102160,29943376.000300001,8488757.7226999998,13846.757718600027,8035.1,0,2166.4292870499999,14034401.129976669,4093669.7130233301,49406222.880000003,13854903.0142067,13846.757718600027,0.42424540833893432,0.7,null,11742784.579366207,12723152.778090764,13785368.838246694,14936265.980688779,15579317.626,15579317.626,15579317.626,15579317.626,15579317.626,15579317.626,1.8556648857496666E-2,2.7118253019082054E-2,3.6949700287380462E-2,4.7896499759402737E-2,5.8844852296362979E-2,6.8820837546218247E-2,7.7862076239610223E-2,8.6004420288822089E-2,9.3282031330115645E-2,9.9727455722362829E-2,1.1444401272607516,63797104.862399995,995.59806119083339,977.06356510323667,957.33995779220436,936.64344233829161,922.18087950840425,915.47469717006982,909.48058571930403,904.14920023628667,899.4366431899889,895.30379340656816,931.26708256551888,895.30379340656816,null,89489781.057098538]
[null,"Oregon",2079.5252223000002,852.62905750000004,0,103545341.24990836,2640259,11424290.9999,0,123816.30492919998,3434.6,0,1954.753708962,0,0,14064549.9999,103545341.24990836,123816.30492919998,0.37866988193424211,0.4661839835808626,null,9131577.0351819769,9688134.2466795612,10278612.863918623,10905080.350483691,11569730.179055318,12274889.511493251,12567372.3718125,12567372.3718125,12567372.3718125,12567372.3718125,4.65591326838556E-2,5.7660886724314978E-2,6.7777560375592044E-2,7.6948766242878636E-2,8.5212234253425556E-2,9.2603897258988654E-2,9.9157972702194452E-2,0.10490704052729076,0.10988211750746797,0.11411272815303566,1.1121495781525226,50195189.085599996,471.42671002503823,451.81277749901784,434.00738292816698,417.7175449877833,402.70524895308091,388.77518806171184,381.16132897233166,377.72633663062891,374.80337705793858,372.35316403718747,407.24890591528862,372.35316403718747,null,32483648.643356998]
[null,"Pennsylvania",2107.9581696,854.6162266,1514.9898418,3150956118.2280765,87052562,50028719.1127,1638387,3804205.3246400007,9581.7999999999993,0,1981.4806794239998,78328894.485853195,1474201.7868468198,58916571.839999989,3150956118.2280765,3804205.3246400007,0.59440157981347352,0.7,4480395.0401000939,8430147.0121484883,9885114.4874214325,11591196.249438304,13591732.363237385,15937542.998879563,18688219.43022972,21913637.848504532,25695734.446409348,30130586.865815494,35330854.884566806,4.6705125897233669E-2,5.8063621574088252E-2,6.8463551920541696E-2,7.7936627795995084E-2,8.6513114251711098E-2,9.4221888285348679E-2,0.10109049416651014,0.1071451964333793,0.11241103065637184,0.11691185206073457,1.4220124802014906,155577427.49770001,1296.5072287621053,1271.3300524368981,1246.3606188372657,1221.2897406335499,1195.8109556881668,1169.6207432122792,1142.4206308491775,1113.9214249837109,1083.849761529634,1051.9570690241305,1179.3068225956918,1051.9570690241305,null,200523968.54960766]
[null,"Rhode Island",0,917.88145899999995,0,0,0,8140017.2830999997,0,0,1960.7,0,null,null,null,8140017.2830999997,0,0,0.47263061619265745,0.47263061619265745,null,163745.59714949719,184363.02306168678,207576.41649083217,233712.63915952627,263139.70838456665,296271.97903255722,333575.9779424314,375576.97296787467,422866.36913661537,476110.03606996813,3.8955415446190925E-2,5.106145733699289E-2,6.2209206832177351E-2,7.2426262786619511E-2,8.1738972910374089E-2,9.0172478628589278E-2,9.7750758137175278E-2,0.1044966677227059,0.11043198141235709,0.11557742901711443,0.97630150346734335,8287229.8833999997,866.87769603862273,855.11442357893259,844.15772835089865,833.90685061833108,824.26788789904344,815.15220778711046,806.47506790609373,798.15440746883507,790.10978550571804,782.26144999347662,821.64775051470622,782.26144999347662,null,9551245.2264640536]
[null,"South Carolina",2164.0502320999999,846.748332,1730.3936679000001,10850546.867435602,28460318,11209393.612,405616,14670.8146452,2839.2,0,2034.2072181739998,{"$f":"MAX(G47-((P47-H47)*(G47/(G47+I47))), 0)","v":22299837.719094746},{"$f":"MAX(I47-((P47-H47)*(I47/(I47+G47))),0)","v":317816.93290525896},17457672.959999997,10850546.867435602,14670.8146452,0.4494628548935769,0.7,20340660.485616934,3548748.6630712007,4025451.2110934323,4566189.0968829272,5179564.1718457248,5875333.7720029447,6664565.9339591488,7559815.4609941235,8575323.640070105,9675568.1879999992,9675568.1879999992,2.3204885959542832E-2,3.2642132100273065E-2,4.3226922417851046E-2,5.4466253944154872E-2,6.4704449928647031E-2,7.398371366214973E-2,8.2344209944421001E-2,8.9824160520004429E-2,9.6459935015243956E-2,0.10228613758821378,1.1508102920268912,83622302.570299998,920.89927357451495,903.5483274158679,884.77109540654567,865.18497680374105,846.46284278786743,828.38373759553451,810.74460088007118,793.35727510784375,776.55953723301047,771.74969795971606,840.16613647647137,771.74969795971606,null,78659629.446411088]
[null,"South Dakota",2266.0022379000002,1131.2330233,0,0,2923161,27096,0,0,324,0,2130.042103626,958045.8,0,1992211.2,0,0,9.5206773257775074E-3,0.7,null,1818849.89484,1818849.89484,1818849.89484,1818849.89484,1818849.89484,1818849.89484,1818849.89484,1818849.89484,1818849.89484,1818849.89484,1.6003474697297845E-2,2.4110092585231172E-2,3.3569275788236125E-2,4.4228452949196959E-2,5.5676055361100783E-2,6.6158554687825125E-2,7.5708448625496708E-2,8.4356751428672674E-2,9.2133053866746958E-2,9.9065580642971718E-2,0.82317432466696505,12615449.171,870.12631087357158,855.5328760244048,839.11152655494868,821.34639053348701,803.08634119088958,787.06363943214933,773.01306599339989,760.71495264380758,749.98624987147639,740.6736579425733,800.06550110607088,740.6736579425733,null,5797874.6023705993]
[null,"Tennessee",2244.4869758,812.86077809999995,0,0,34373696,6548896.9570000004,0,0,1601.3,0,2109.8177572519999,31076519.517000001,0,9846073.4399999995,0,0,0.46558944515652534,0.7,10416619.073491586,1384845.6235017879,1570871.6005484168,1781886.4020162455,2021246.770634796,2292760.3595710834,2600746.3031194261,2950103.923837339,3346390.6690943465,3795910.5168185099,4305814.2567654671,2.2118709592617098E-2,3.1384971539776818E-2,4.1842743208428478E-2,5.3317221509695985E-2,6.3798626486043397E-2,7.3325602731252715E-2,8.1934979654626747E-2,8.9661852184241234E-2,9.6539657826840167E-2,0.10260025024814533,0.71806389617157262,103619720.54719999,1353.1273231658745,1331.6839398630125,1308.2603839845351,1283.3143901727312,1260.2022544121412,1238.6278002932859,1218.3221554820093,1199.0375306693174,1180.5422122451953,1162.6165528197819,1253.5734543107883,1162.6165528197819,null,63279057.441415183]
[null,"Texas",2238.6050648999999,837.48263850000001,1376.7255286,23395881438.071762,138705137.94580001,148010277.7022,20911868,35025953.075113818,37547.699999999997,0,2104.2887610059997,66698232.66889292,10055753.219107125,230873297.75999996,23395881438.071762,35025953.075113818,0.44876213662111297,0.7,2291006.123597574,46879905.640585087,50793761.70586583,55034373.320041567,59629020.277502485,64607259.876982592,70001117.063243374,75845290.443089426,82177375.501014039,85962501.958000004,85962501.958000004,1.7819564615706177E-2,2.6232718655108574E-2,3.5930729210992454E-2,4.675920898737785E-2,5.779823045222629E-2,6.7860476133727837E-2,7.6983942350949144E-2,8.5204837053023702E-2,9.2557659469418907E-2,9.9075276158266765E-2,0.98116863932860832,392523451.23809999,930.41555850281895,914.0145088364693,896.39841111023611,877.80563808121804,859.04305623154403,840.99058078808559,823.51890847283926,806.51231317596626,795.07389256981094,790.81914614755067,853.45920139165389,790.81914614755067,null,469063774.39458573]
[null,"Utah",2070.8755593999999,884.48694069999999,1866.9743576999999,0,27332140,5447362,120348,0,1953.4,0,1946.6230258359999,20797210.471572965,91573.608427033643,12011065.92,0,0,0.31747002517491801,0.7,null,1393352.8905496513,1478275.8558171683,1568374.7604168833,1663965.0708175683,1765381.4807405835,1872979.0830347941,1987134.6129756719,2108247.7673417875,2236742.6038872222,2373069.0261099213,3.6246672129865529E-2,4.8191435133791996E-2,5.9116781491747379E-2,6.9063949874713079E-2,7.8072222274920333E-2,8.6179013010140498E-2,9.3419953635914196E-2,9.9828973953341782E-2,0.10543837929144889,0.11027892423492704,1.2729309156223021,31955592.936799999,1446.4534480354744,1427.6620574384879,1410.414792448842,1394.5558138747676,1379.9467420118249,1366.4639728732429,1353.9964476850048,1342.443787511856,1331.7147240242418,1321.7257720430241,1377.5377557946767,1321.7257720430241,null,38796947.438469455]
[null,"Virginia",2267.8419319999998,903.25933120000002,1652.3647022,2581898592.1833081,13641552,23070349.8473,343908,1140287.9820959999,4346.1000000000004,1928,2131.7714160799997,7600564.6399364769,191612.72736351946,29263632.480000004,10995356047.345861,10454841.582096001,0.60431328041410481,0.7,1645274.9621480964,4458735.5631242758,5228273.178048416,6130626.0569412904,7188716.918590107,8429424.7366649546,9884267.5536922924,11192008.056032101,11192008.056032101,11192008.056032101,11192008.056032101,1.2275622849923361E-2,1.9552461953222907E-2,2.8216893718314835E-2,3.8114803171980259E-2,4.9091087361901521E-2,5.9800812969942711E-2,6.9531688707605732E-2,7.8324840961915429E-2,8.6219408041375317E-2,9.3252633235325691E-2,0.58009283195120465,115890388.37349999,990.95090834378868,968.55631848267194,943.40658865065666,915.80442107085582,886.04333030749251,855.48547843138738,829.67291004783476,822.19804661317141,815.60087529939335,809.81203257413097,883.75309098213836,809.81203257413097,null,66617046.342106044]
[null,"Washington",2431.8756291,823.08344480000005,0,841079242.05249608,3735730,5665045,0,1181813.6844964998,3485.1,0,2285.963091354,0,0,9400775,841079242.05249608,1181813.6844964998,0.18505285629444404,0.30708322089787499,506700.34628760855,10407601.523484629,11041930.693569014,11714921.364587309,12428929.902484756,13186456.290508926,13990152.882489128,14842833.689616315,15747484.233239599,16707271.998177329,17725557.523143277,4.243741867449162E-2,5.3879822145822112E-2,6.4323294808073306E-2,7.3808105504954855E-2,8.2372610541069161E-2,9.0053340657129319E-2,9.6885084006153407E-2,0.10290096531398807,0.10813252139910264,0.11260977321856785,1.0769131559142726,99270907.719099998,333.67578410466757,312.18074715019526,293.89539744558454,278.12096877665471,264.3427404886117,252.17294920106056,241.31373313943178,231.53236763302505,222.64429088186347,214.50120936623983,264.43801881873344,214.50120936623983,null,39993720.959376611]
[null,"West Virginia",2056.1693873999998,0,0,569069878.81547618,70074636,0,0,270212.83256560005,0,0,1932.7992241559996,70074636,0,0,569069878.81547618,270212.83256560005,null,null,null,2451206.0983753526,2874262.2020455897,3370333.9803142487,3952023.2812360222,4634106.9183818018,5433912.0503049381,6371756.3471237253,7471464.1258930843,8760971.5662944764,10273036.381104968,1.7726819280304597E-2,2.620262146234853E-2,3.6006145300687221E-2,4.6984718022848558E-2,5.828301504094046E-2,6.8631576395172936E-2,7.8060267244325895E-2,8.6597593868983136E-2,9.4270756075843037E-2,0.10110569743482145,2.3330020830253368,33131615.799099997,1853.4071988412061,1835.7987225681532,1815.6811791168357,1793.0508045192989,1768.4219441227917,1742.5327203615113,1715.0612010115187,1685.6732374649209,1654.0271994162258,1619.7812233003181,1748.3435430722777,1619.7812233003181,null,83967680.336181134]
[null,"Wisconsin",2362.8620348999998,833.44731530000001,1797.8866324999999,133623054.35154198,32112721,10244272.9537,47668,160189.20979510003,2977.3,0,2221.0903128059995,24062121.992018439,35717.721681558382,18306822.240000002,133623054.35154198,160189.20979510003,0.39171140537550769,0.7,546885.33272974333,4066361.6280125463,4309594.7088892087,4567376.9954305105,4840578.7614688976,5130122.3370494274,5436985.2222189866,5762203.3870696044,6106874.7691768315,6472162.9802405462,6859301.2344418112,4.6755557578785641E-2,5.8199514903010917E-2,6.8694186368115542E-2,7.8268664247835837E-2,8.6950718853901834E-2,9.4766848508720178E-2,0.10174232746921354,0.10790125188277862,0.11326658385307191,0.11786019369020941,0.83970464605670592,73988478.759000003,1375.7128577901383,1349.9915179458387,1326.3477460751305,1304.548355882514,1284.3895103456618,1265.6918079002246,1248.2962902292295,1232.0611756206677,1216.8591684848723,1202.5752302204498,1280.6473660494726,1202.5752302204498,null,57293511.164126113]
[null,"Wyoming",2330.5399379,0,0,0,42907427,0,0,0,0,220,2190.707541626,42617555,0,289872,{"$f":"0.55*8784*907*L56+F56","v":964017648.00000012},1062864,null,null,null,5535669.1312646288,5873060.6424570326,6231015.7077791048,6610787.6479114676,7013706.1717271032,7441182.0320478771,7894711.9651630903,8375883.931404979,8886382.675130168,9427995.6235744376,1.6109767718954466E-2,2.4169111686105388E-2,3.3543356738429266E-2,4.4078154492566524E-2,5.5300439079744107E-2,6.553219255481714E-2,7.4813278502671873E-2,8.3181666327165629E-2,9.0673517381413937E-2,9.732326713778354E-2,2.5615024889708833,18245902.685399998,{"$f":"(($M56*$N56)+($O56*$E56)+(907*$P56)+$Q56)/($N56+$O56+$P56+$R56+$U56+V56+(MIN(AF56*$AQ56,$AQ56*$AP56*AF56)))","v":1899.392080353738},{"$f":"(($M56*$N56)+($O56*$E56)+(907*$P56)+$Q56)/($N56+$O56+$P56+$R56+$U56+W56+(MIN(AG56*$AQ56,$AQ56*$AP56*AG56)))","v":1881.093254104266},1861.5099699419302,1840.7888217977668,1819.2742127555118,1798.0350590622877,1776.9953374447309,1756.0839734654164,1735.2345002920363,1714.3847905317243,1808.2791999749406,1714.3847905317243,null,55174037.484795623]

{"sheet":"Version Control","index":8,"n_rows":22,"n_cols":5,"rows_kept":22,"cut":false,"hidden":true,"merged":[]}
[]
[null,"Calculator Version Control"]
[]
[]
[null,null,"Version #","Date","Comments"]
[null,null,{"$f":"INDEX(C7:C26,MATCH(MAX(D7:D26),D7:D26,0))","v":1.6},{"$f":"VLOOKUP(C6,C7:E26,2,FALSE)","v":"2018-11-27"},{"$f":"VLOOKUP(D6,D7:F25,2,FALSE)","v":"Fixed Commercial code costs for national option as they were showing up as $0"}]
[null,null,1,"2015-04-23","First relesase as 111(d) Calculator"]
[null,null,1.1000000000000001,"2015-04-24","Minor updates to results field"]
[null,null,null,null,"Fixing typos"]
[null,null,null,null,"Updated calculator title for 111(d) to clean power plan"]
[null,null,1.2,"2018-05-30","Rebranded/formatted toward energy code savings rather than 111(d)/cpp"]
[null,null,null,null,"Modified for use by CSA-level users"]
[null,null,1.3,"2018-07-25","Modified to not show savings for non-upgraded codes"]
[null,null,1.4,"2018-08-30","Update egrid electricity emissions to include new 2016 data released in 2018"]
[null,null,null,null,"Added passive house to residential at 50% better than 2006 IECC"]
[null,null,null,null,"Ability to select egrid emission year"]
[null,null,null,null,"Added Customizable emissions result display to 2nd results tab"]
[null,null,null,null,"Updated 1st results tab to focus less on electricity only as 111(d) calculator did"]
[null,null,1.5,"2018-10-30","Added a National option for viewing impact"]
[null,null,null,null,"Added Passive House to commercial at 40% better than ASHRAE 90.1-2010"]
[null,null,null,null,"fixed 2030/2040 snap shot for electricity as some info didn't come through"]
[null,null,1.6,"2018-11-27","Fixed Commercial code costs for national option as they were showing up as $0"]

{"sheet":"Energy+Emissions Calculation","index":9,"n_rows":2059,"n_cols":72,"rows_kept":1125,"cut":true,"hidden":true,"merged":[],"bounds":{"rows_first":500,"rows_last":125,"rows_between":500,"halvings":2}}
[]
[null,"Residential + Commercial Code Projection + Energy/Emission Savings by Year"]
[]
[]
[null,"Residential Electricity",null,null,null,null,null,null,null,null,null,null,null,null,null,null,null,null,null,null,null,null,null,null,null,null,null,null,null,null,null,null,null,"Commercial Electricity"]
[null,"Code Projection + Energy Savings",null,null,null,null,null,null,null,null,null,null,null,null,null,null,null,null,null,null,null,null,null,null,null,null,null,null,null,null,null,null,null,"Code Projection + Energy Savings",null,null,null,null,null,null,null,null,null,null,null,null,null,null,null,null,null,null,null,null,null,null,null,null,null,null,null,null,null,null,null,null,null,"Electricity","MWh","Residential",2013,{"$f":"TRANSPOSE('Energy+Emissions Calculation'!$C$21:$AD$21)","v":0}]
[null,null,2013,2014,2015,2016,2017,2018,2019,2020,2021,2022,2023,2024,2025,2026,2027,2028,2029,2030,2031,2032,2033,2034,2035,2036,2037,2038,2039,2040,null,null,null,null,2013,2014,2015,2016,2017,2018,2019,2020,2021,2022,2023,2024,2025,2026,2027,2028,2029,2030,2031,2032,2033,2034,2035,2036,2037,2038,2039,2040,null,null,null,null,null,"Electricity","MWh","Residential",2014,0]
[null,"Baseline",null,null,null,null,null,null,null,null,null,null,null,null,null,null,null,null,null,null,null,null,null,null,null,null,null,null,null,null,null,null,null,"Baseline",null,null,null,null,null,null,null,null,null,null,null,null,null,null,null,null,null,null,null,null,null,null,null,null,null,null,null,null,null,null,null,null,null,"Electricity","MWh","Residential",2015,0]
[null,"Energy Code",{"$f":"C13","v":"IECC 2009"},{"$f":"C9","v":"IECC 2009"},"IECC 2009","IECC 2009","IECC 2009","IECC 2009","IECC 2009","IECC 2009","IECC 2009","IECC 2009","IECC 2009","IECC 2009","IECC 2009","IECC 2009","IECC 2009","IECC 2009","IECC 2009","IECC 2009","IECC 2009","IECC 2009","IECC 2009","IECC 2009","IECC 2009","IECC 2009","IECC 2009","IECC 2009","IECC 2009","IECC 2009",null,null,null,"Energy Code",{"$f":"AI13","v":"ASHRAE 90.1 2007"},{"$f":"AI9","v":"ASHRAE 90.1 2007"},{"$f":"AJ9","v":"ASHRAE 90.1 2007"},{"$f":"AK9","v":"ASHRAE 90.1 2007"},{"$f":"AL9","v":"ASHRAE 90.1 2007"},{"$f":"AM9","v":"ASHRAE 90.1 2007"},{"$f":"AN9","v":"ASHRAE 90.1 2007"},{"$f":"AO9","v":"ASHRAE 90.1 2007"},{"$f":"AP9","v":"ASHRAE 90.1 2007"},{"$f":"AQ9","v":"ASHRAE 90.1 2007"},{"$f":"AR9","v":"ASHRAE 90.1 2007"},{"$f":"AS9","v":"ASHRAE 90.1 2007"},{"$f":"AT9","v":"ASHRAE 90.1 2007"},{"$f":"AU9","v":"ASHRAE 90.1 2007"},{"$f":"AV9","v":"ASHRAE 90.1 2007"},{"$f":"AW9","v":"ASHRAE 90.1 2007"},{"$f":"AX9","v":"ASHRAE 90.1 2007"},{"$f":"AY9","v":"ASHRAE 90.1 2007"},{"$f":"AZ9","v":"ASHRAE 90.1 2007"},{"$f":"BA9","v":"ASHRAE 90.1 2007"},{"$f":"BB9","v":"ASHRAE 90.1 2007"},{"$f":"BC9","v":"ASHRAE 90.1 2007"},{"$f":"BD9","v":"ASHRAE 90.1 2007"},{"$f":"BE9","v":"ASHRAE 90.1 2007"},{"$f":"BF9","v":"ASHRAE 90.1 2007"},{"$f":"BG9","v":"ASHRAE 90.1 2007"},{"$f":"BH9","v":"ASHRAE 90.1 2007"},{"$f":"BI9","v":"ASHRAE 90.1 2007"},null,null,null,null,null,"Electricity","MWh","Residential",2016,0]
[null,"Compliance Rate",{"$f":"ResBaselineCompliance","v":0.75},0.75,0.75,0.75,0.75,0.75,0.75,0.75,0.75,0.75,0.75,0.75,0.75,0.75,0.75,0.75,0.75,0.75,0.75,0.75,0.75,0.75,0.75,0.75,0.75,0.75,0.75,0.75,null,null,null,"Compliance Rate",{"$f":"ComBaselineCompliance","v":0.75},0.75,0.75,0.75,0.75,0.75,0.75,0.75,0.75,0.75,0.75,0.75,0.75,0.75,0.75,0.75,0.75,0.75,0.75,0.75,0.75,0.75,0.75,0.75,0.75,0.75,0.75,0.75,null,null,null,null,null,"Electricity","MWh","Residential",2017,0]
[null,"kWh Consumption",{"$f":"HLOOKUP(C9,ResElec,2,FALSE)*C10+ElecIECC2006*(1-C10)","v":9314.6748906437169},{"$f":"HLOOKUP(D9,ResElec,2,FALSE)*D10+ElecIECC2006*(1-D10)","v":9314.6748906437169},9314.6748906437169,9314.6748906437169,9314.6748906437169,9314.6748906437169,9314.6748906437169,9314.6748906437169,9314.6748906437169,9314.6748906437169,9314.6748906437169,9314.6748906437169,9314.6748906437169,9314.6748906437169,9314.6748906437169,9314.6748906437169,9314.6748906437169,9314.6748906437169,9314.6748906437169,9314.6748906437169,9314.6748906437169,9314.6748906437169,9314.6748906437169,9314.6748906437169,9314.6748906437169,9314.6748906437169,9314.6748906437169,9314.6748906437169,null,null,null,"kWh Consumption",{"$f":"HLOOKUP(AI9,ComElec,2,FALSE)*AI10+Elec9012004*(1-AI10)","v":14.691886184005826},14.691886184005826,14.691886184005826,14.691886184005826,14.691886184005826,14.691886184005826,14.691886184005826,14.691886184005826,14.691886184005826,14.691886184005826,14.691886184005826,14.691886184005826,14.691886184005826,14.691886184005826,14.691886184005826,14.691886184005826,14.691886184005826,14.691886184005826,14.691886184005826,14.691886184005826,14.691886184005826,14.691886184005826,14.691886184005826,14.691886184005826,14.691886184005826,14.691886184005826,14.691886184005826,14.691886184005826,null,null,null,null,null,"Electricity","MWh","Residential",2018,0]
[null,"Upgrade",null,null,null,null,null,null,null,null,null,null,null,null,null,null,null,null,null,null,null,null,null,null,null,null,null,null,null,null,null,null,null,"Upgrade",null,null,null,null,null,null,null,null,null,null,null,null,null,null,null,null,null,null,null,null,null,null,null,null,null,null,null,null,null,null,null,null,null,"Electricity","MWh","Residential",2019,0]
[null,"Energy Code",{"$f":"IF(ResCodeBaselineInput=\"IECC 2006 (default)\",\"IECC 2006\",ResCodeBaselineInput)","v":"IECC 2009"},{"$f":"IFERROR(INDEX(ResCodeTable,MATCH(D7,ResCodeDate,0),1),C13)","v":"IECC 2009"},"IECC 2009","IECC 2009","IECC 2009","IECC 2009","IECC 2009","IECC 2009","IECC 2009","IECC 2009","IECC 2009","IECC 2009","IECC 2009","IECC 2009","IECC 2009","IECC 2009","IECC 2009","IECC 2009","IECC 2009","IECC 2009","IECC 2009","IECC 2009","IECC 2009","IECC 2009","IECC 2009","IECC 2009","IECC 2009","IECC 2009",null,null,null,"Energy Code",{"$f":"IF(ComCodeBaselineInput=\"ASHRAE 90.1 2004 (default)\",\"ASHRAE 90.1 2004\",ComCodeBaselineInput)","v":"ASHRAE 90.1 2007"},{"$f":"IFERROR(INDEX(ComCodeTable,MATCH(AJ7,ComCodeDate,0),1),AI13)","v":"ASHRAE 90.1 2007"},"ASHRAE 90.1 2007","ASHRAE 90.1 2007","ASHRAE 90.1 2007","ASHRAE 90.1 2007","ASHRAE 90.1 2010","ASHRAE 90.1 2010","ASHRAE 90.1 2010","ASHRAE 90.1 2010","ASHRAE 90.1 2010","ASHRAE 90.1 2010","ASHRAE 90.1 2010","ASHRAE 90.1 2010","ASHRAE 90.1 2010","ASHRAE 90.1 2010","ASHRAE 90.1 2010","ASHRAE 90.1 2010","ASHRAE 90.1 2010","ASHRAE 90.1 2010","ASHRAE 90.1 2010","ASHRAE 90.1 2010","ASHRAE 90.1 2010","ASHRAE 90.1 2010","ASHRAE 90.1 2010","ASHRAE 90.1 2010","ASHRAE 90.1 2010","ASHRAE 90.1 2010",null,null,null,null,null,"Electricity","MWh","Residential",2020,0]
[null,"Compliance Rate",{"$f":"'Step 3 - Code Updates'!E14","v":0.75},{"$f":"IFERROR(INDEX(ResCodeTable,MATCH(D7,ResCodeDate,0),3),C14)","v":0.75},0.75,0.75,0.75,0.75,0.75,0.75,0.75,0.75,0.75,0.75,0.75,0.75,0.75,0.75,0.75,0.75,0.75,0.75,0.75,0.75,0.75,0.75,0.75,0.75,0.75,0.75,null,null,null,"Compliance Rate",{"$f":"'Step 3 - Code Updates'!I14","v":0.75},{"$f":"IFERROR(INDEX(ComCodeTable,MATCH(AJ7,ComCodeDate,0),3),AI14)","v":0.75},0.75,0.75,0.75,0.75,0.75,0.75,0.75,0.75,0.75,0.75,0.75,0.75,0.75,0.75,0.75,0.75,0.75,0.75,0.75,0.75,0.75,0.75,0.75,0.75,0.75,0.75,null,null,null,null,null,"Electricity","MWh","Residential",2021,0]
[null,"kWh Consumption",{"$f":"IF(AND(C9=C13,C10=C14),C11,IF(C13=C9,HLOOKUP(C13,ResElec,2,FALSE)*C14,HLOOKUP(C13,ResElec,2,FALSE)*C14+C11*(1-C14)))","v":9314.6748906437169},9314.6748906437169,9314.6748906437169,9314.6748906437169,9314.6748906437169,9314.6748906437169,9314.6748906437169,9314.6748906437169,9314.6748906437169,9314.6748906437169,9314.6748906437169,9314.6748906437169,9314.6748906437169,9314.6748906437169,9314.6748906437169,9314.6748906437169,9314.6748906437169,9314.6748906437169,9314.6748906437169,9314.6748906437169,9314.6748906437169,9314.6748906437169,9314.6748906437169,9314.6748906437169,9314.6748906437169,9314.6748906437169,9314.6748906437169,9314.6748906437169,null,null,null,"kWh Consumption",{"$f":"IF(AND(AI9=AI13,AI10=AI14),AI11,IF(AI13=AI9,HLOOKUP(AI13,ComElec,2,FALSE)*AI14,HLOOKUP(AI13,ComElec,2,FALSE)*AI14+AI11*(1-AI14)))","v":14.691886184005826},14.691886184005826,14.691886184005826,14.691886184005826,14.691886184005826,14.691886184005826,12.641078974963513,12.641078974963513,12.641078974963513,12.641078974963513,12.641078974963513,12.641078974963513,12.641078974963513,12.641078974963513,12.641078974963513,12.641078974963513,12.641078974963513,12.641078974963513,12.641078974963513,12.641078974963513,12.641078974963513,12.641078974963513,12.641078974963513,12.641078974963513,12.641078974963513,12.641078974963513,12.641078974963513,12.641078974963513,null,null,null,null,null,"Electricity","MWh","Residential",2022,0]
[null,"Savings per Home",null,null,null,null,null,null,null,null,null,null,null,null,null,null,null,null,null,null,null,null,null,null,null,null,null,null,null,null,null,null,null,"Savings per Sq. Ft.",null,null,null,null,null,null,null,null,null,null,null,null,null,null,null,null,null,null,null,null,null,null,null,null,null,null,null,null,null,null,null,null,null,"Electricity","MWh","Residential",2023,0]
[null,"kWh Savings Per Home",{"$f":"C11-C15","v":0},0,0,0,0,0,0,0,0,0,0,0,0,0,0,0,0,0,0,0,0,0,0,0,0,0,0,0,null,null,null,"kWh Savings per Sq. Ft.",{"$f":"AI11-AI15","v":0},0,0,0,0,0,2.0508072090423131,2.0508072090423131,2.0508072090423131,2.0508072090423131,2.0508072090423131,2.0508072090423131,2.0508072090423131,2.0508072090423131,2.0508072090423131,2.0508072090423131,2.0508072090423131,2.0508072090423131,2.0508072090423131,2.0508072090423131,2.0508072090423131,2.0508072090423131,2.0508072090423131,2.0508072090423131,2.0508072090423131,2.0508072090423131,2.0508072090423131,2.0508072090423131,null,null,null,null,null,"Electricity","MWh","Residential",2024,0]
[null,null,null,null,null,null,null,null,null,null,null,null,null,null,null,null,null,null,null,null,null,null,null,null,null,null,null,null,null,null,null,null,null,null,null,null,null,null,null,null,null,null,null,null,null,null,null,null,null,null,null,null,null,null,null,null,null,null,null,null,null,null,null,null,null,null,null,"Electricity","MWh","Residential",2025,0]
[null,"Statewide Savings",null,null,null,null,null,null,null,null,null,null,null,null,null,null,null,null,null,null,null,null,null,null,null,null,null,null,null,null,null,null,null,"Statewide Savings",null,null,null,null,null,null,null,null,null,null,null,null,null,null,null,null,null,null,null,null,null,null,null,null,null,null,null,null,null,null,null,null,null,"Electricity","MWh","Residential",2026,0]
[null,"Building Projection",{"$f":"IFERROR('Building Growth Projections'!D9,)","v":"-"},{"$f":"IFERROR('Building Growth Projections'!E9,)","v":"-"},{"$f":"IFERROR('Building Growth Projections'!F9,)","v":"-"},{"$f":"IFERROR('Building Growth Projections'!G9,)","v":"-"},{"$f":"IFERROR('Building Growth Projections'!H9,)","v":1853483.1582825284},{"$f":"IFERROR('Building Growth Projections'!I9,)","v":1823988.9862302023},{"$f":"IFERROR('Building Growth Projections'!J9,)","v":1806189.7709549621},{"$f":"IFERROR('Building Growth Projections'!K9,)","v":1782731.2831545018},{"$f":"IFERROR('Building Growth Projections'!L9,)","v":1750191.262857866},{"$f":"IFERROR('Building Growth Projections'!M9,)","v":1754654.1623113279},{"$f":"IFERROR('Building Growth Projections'!N9,)","v":1790121.1876525409},{"$f":"IFERROR('Building Growth Projections'!O9,)","v":1832686.5503344228},{"$f":"IFERROR('Building Growth Projections'!P9,)","v":1859979.4860649197},{"$f":"IFERROR('Building Growth Projections'!Q9,)","v":1863973.9099223861},{"$f":"IFERROR('Building Growth Projections'!R9,)","v":1845708.3210988997},{"$f":"IFERROR('Building Growth Projections'!S9,)","v":1820371.7721518879},{"$f":"IFERROR('Building Growth Projections'!T9,)","v":1807567.9698838831},{"$f":"IFERROR('Building Growth Projections'!U9,)","v":1815788.9151221898},{"$f":"IFERROR('Building Growth Projections'!V9,)","v":1798043.5008336254},{"$f":"IFERROR('Building Growth Projections'!W9,)","v":1771416.945259226},{"$f":"IFERROR('Building Growth Projections'!X9,)","v":1799819.4669526971},{"$f":"IFERROR('Building Growth Projections'!Y9,)","v":1818758.3602584503},{"$f":"IFERROR('Building Growth Projections'!Z9,)","v":1831350.171803012},{"$f":"IFERROR('Building Growth Projections'!AA9,)","v":1842344.9062590173},{"$f":"IFERROR('Building Growth Projections'!AB9,)","v":1839373.0106849547},{"$f":"IFERROR('Building Growth Projections'!AC9,)","v":1832798.8514898866},{"$f":"IFERROR('Building Growth Projections'!AD9,)","v":1836617.8109221782},{"$f":"IFERROR('Building Growth Projections'!AE9,)","v":1835040.4784647247},null,null,null,"Building Projection",{"$f":"IFERROR('Building Growth Projections'!AK9,)","v":"-"},{"$f":"IFERROR('Building Growth Projections'!AL9,)","v":"-"},{"$f":"IFERROR('Building Growth Projections'!AM9,)","v":"-"},{"$f":"IFERROR('Building Growth Projections'!AN9,)","v":"-"},{"$f":"IFERROR('Building Growth Projections'!AO9,)","v":1921684.5075843325},{"$f":"IFERROR('Building Growth Projections'!AP9,)","v":1990972.6139385058},{"$f":"IFERROR('Building Growth Projections'!AQ9,)","v":2023100.8070969882},{"$f":"IFERROR('Building Growth Projections'!AR9,)","v":1995248.6290426431},{"$f":"IFERROR('Building Growth Projections'!AS9,)","v":1993101.6267427786},{"$f":"IFERROR('Building Growth Projections'!AT9,)","v":1984328.9770868127},{"$f":"IFERROR('Building Growth Projections'!AU9,)","v":1976793.5588651607},{"$f":"IFERROR('Building Growth Projections'!AV9,)","v":1981240.3059734586},{"$f":"IFERROR('Building Growth Projections'!AW9,)","v":1981758.8308596732},{"$f":"IFERROR('Building Growth Projections'!AX9,)","v":1953349.0431812245},{"$f":"IFERROR('Building Growth Projections'!AY9,)","v":1929013.9470307385},{"$f":"IFERROR('Building Growth Projections'!AZ9,)","v":1920827.3521647332},{"$f":"IFERROR('Building Growth Projections'!BA9,)","v":1921746.5598655008},{"$f":"IFERROR('Building Growth Projections'!BB9,)","v":1924313.6436419997},{"$f":"IFERROR('Building Growth Projections'!BC9,)","v":1951666.1352180368},{"$f":"IFERROR('Building Growth Projections'!BD9,)","v":2026350.8418332008},{"$f":"IFERROR('Building Growth Projections'!BE9,)","v":2093897.7422800767},{"$f":"IFERROR('Building Growth Projections'!BF9,)","v":2157208.8125288342},{"$f":"IFERROR('Building Growth Projections'!BG9,)","v":2236002.7386466986},{"$f":"IFERROR('Building Growth Projections'!BH9,)","v":2324032.4365463108},{"$f":"IFERROR('Building Growth Projections'!BI9,)","v":2354681.4263218255},{"$f":"IFERROR('Building Growth Projections'!BJ9,)","v":2367950.225099836},{"$f":"IFERROR('Building Growth Projections'!BK9,)","v":2363947.7199592106},{"$f":"IFERROR('Building Growth Projections'!BL9,)","v":2348903.73260157},null,null,null,null,null,"Electricity","MWh","Residential",2027,0]
[null,"MWh Savings Per Year",{"$f":"IFERROR(C20*C17/1000,0)","v":0},{"$f":"IFERROR(D20*D17/1000,0)","v":0},0,0,0,0,0,0,0,0,0,0,0,0,0,0,0,0,0,0,0,0,0,0,0,0,0,0,null,null,null,"MWh Savings Per Year",{"$f":"IFERROR(AI20*AI17,0)","v":0},{"$f":"IFERROR(AJ20*AJ17,0)","v":0},0,0,0,0,4148989.7198138256,4091870.2722724443,4087467.184478052,4069476.1713211946,4054022.4813090814,4063141.9023355669,4064205.2969102836,4005942.2995319595,3956035.708913805,3939246.5811450928,3941131.6989244339,3946396.2928394936,4002490.9797488996,4155654.9144804878,4294180.5848654043,4424019.3841437409,4585610.5358550046,4766142.4749173457,4828997.644098836,4856209.3922881121,4848001.0258914884,4817148.7081656978,null,null,null,null,null,"Electricity","MWh","Residential",2028,0]
[null,"Cumulative MWh Savings",{"$f":"C21","v":0},{"$f":"D21+C22","v":0},{"$f":"E21+D22","v":0},0,0,0,0,0,0,0,0,0,0,0,0,0,0,0,0,0,0,0,0,0,0,0,0,0,null,null,null,"Cumulative MWh Savings",{"$f":"AI21","v":0},{"$f":"AJ21+AI22","v":0},{"$f":"AK21+AJ22","v":0},{"$f":"AL21+AK22","v":0},{"$f":"AM21+AL22","v":0},{"$f":"AN21+AM22","v":0},{"$f":"AO21+AN22","v":4148989.7198138256},{"$f":"AP21+AO22","v":8240859.9920862699},{"$f":"AQ21+AP22","v":12328327.176564321},{"$f":"AR21+AQ22","v":16397803.347885516},{"$f":"AS21+AR22","v":20451825.829194598},{"$f":"AT21+AS22","v":24514967.731530163},{"$f":"AU21+AT22","v":28579173.028440446},{"$f":"AV21+AU22","v":32585115.327972405},{"$f":"AW21+AV22","v":36541151.036886208},{"$f":"AX21+AW22","v":40480397.618031301},{"$f":"AY21+AX22","v":44421529.316955738},{"$f":"AZ21+AY22","v":48367925.609795228},{"$f":"BA21+AZ22","v":52370416.589544125},{"$f":"BB21+BA22","v":56526071.50402461},{"$f":"BC21+BB22","v":60820252.088890016},{"$f":"BD21+BC22","v":65244271.473033756},{"$f":"BE21+BD22","v":69829882.008888766},{"$f":"BF21+BE22","v":74596024.483806118},{"$f":"BG21+BF22","v":79425022.127904952},{"$f":"BH21+BG22","v":84281231.52019307},{"$f":"BI21+BH22","v":89129232.546084553},{"$f":"BJ21+BI22","v":93946381.254250258},null,null,null,null,null,"Electricity","MWh","Residential",2029,0]
[null,null,null,null,null,null,null,null,null,null,null,null,null,null,null,null,null,null,null,null,null,null,null,null,null,null,null,null,null,null,null,null,null,null,null,null,null,null,null,null,null,null,null,null,null,null,null,null,null,null,null,null,null,null,null,null,null,null,null,null,null,null,null,null,null,null,null,"Electricity","MWh","Residential",2030,0]
[null,"Electricity Emissions Calculations",null,null,null,null,null,null,null,null,null,null,null,null,null,null,null,null,null,null,null,null,null,null,null,null,null,null,null,null,null,null,null,"Electricity Emissions Calculations",null,null,null,null,null,null,null,null,null,null,null,null,null,null,null,null,null,null,null,null,null,null,null,null,null,null,null,null,null,null,null,null,null,"Electricity","MWh","Residential",2031,0]
[null,null,2013,2014,2015,2016,2017,2018,2019,2020,2021,2022,2023,2024,2025,2026,2027,2028,2029,2030,2031,2032,2033,2034,2035,2036,2037,2038,2039,2040,null,null,null,null,2013,2014,2015,2016,2017,2018,2019,2020,2021,2022,2023,2024,2025,2026,2027,2028,2029,2030,2031,2032,2033,2034,2035,2036,2037,2038,2039,2040,null,null,null,null,null,"Electricity","MWh","Residential",2032,0]
[null,"Metric Metric tons Per Year",null,null,null,null,null,null,null,null,null,null,null,null,null,null,null,null,null,null,null,null,null,null,null,null,null,null,null,null,null,null,null,"Metric Metric tons Per Year",null,null,null,null,null,null,null,null,null,null,null,null,null,null,null,null,null,null,null,null,null,null,null,null,null,null,null,null,null,null,null,null,null,"Electricity","MWh","Residential",2033,0]
[null,"MWh Savings per year",{"$f":"C21","v":0},0,0,0,0,0,0,0,0,0,0,0,0,0,0,0,0,0,0,0,0,0,0,0,0,0,0,0,null,null,null,"MWh Savings per year",{"$f":"AI21","v":0},{"$f":"AJ21","v":0},0,0,0,0,4148989.7198138256,4091870.2722724443,4087467.184478052,4069476.1713211946,4054022.4813090814,4063141.9023355669,4064205.2969102836,4005942.2995319595,3956035.708913805,3939246.5811450928,3941131.6989244339,3946396.2928394936,4002490.9797488996,4155654.9144804878,4294180.5848654043,4424019.3841437409,4585610.5358550046,4766142.4749173457,4828997.644098836,4856209.3922881121,4848001.0258914884,4817148.7081656978,null,null,null,null,null,"Electricity","MWh","Residential",2034,0]
[null,"NOx",{"$f":"HLOOKUP($B28,EmissionsTable,3,FALSE)*C$27/PoundsPerMetricTon","v":0},0,0,0,0,0,0,0,0,0,{"$f":"HLOOKUP($B28,EmissionsTable,3,FALSE)*M$27/PoundsPerMetricTon","v":0},0,0,0,0,0,0,0,0,0,{"$f":"HLOOKUP($B28,EmissionsTable,3,FALSE)*W$27/PoundsPerMetricTon","v":0},0,0,0,0,0,0,0,null,null,null,"NOx",{"$f":"HLOOKUP($AH28,EmissionsTable,3,FALSE)*AI$27/PoundsPerMetricTon","v":0},0,0,0,0,0,2058.8558361424307,2030.511415965588,2028.3264688785323,2019.3987768528759,{"$f":"HLOOKUP($AH28,EmissionsTable,3,FALSE)*AS$27/PoundsPerMetricTon","v":2011.7301823226385},2016.2555184816931,2016.7832074551852,1987.8713228075426,1963.1061432590211,1954.7748635922437,1955.710316799871,1958.3227696230672,1986.158672172663,2062.1633099770729,{"$f":"HLOOKUP($AH28,EmissionsTable,3,FALSE)*BC$27/PoundsPerMetricTon","v":2130.9039924534627},2195.333983295649,2275.5204643999309,2365.1059445888982,2396.2966056028372,2409.7999089018494,2405.7266659675088,2390.4168005067877,null,null,null,null,null,"Electricity","MWh","Residential",2035,0]
[null,"SOx",0,0,0,0,0,0,0,0,0,0,0,0,0,0,0,0,0,0,0,0,0,0,0,0,0,0,0,0,null,null,null,"SOx",0,0,0,0,0,0,2412.6628719694663,2379.4475642302409,2376.8871417753912,2366.4252577014508,2357.4388425389602,2362.74184158458,2363.3602120270089,2329.4799230706299,2300.45893570207,2290.6959553247316,2291.7921628312929,2294.853556359024,2327.4729595295739,2416.53872339178,2497.0922470981159,2572.5943021800931,2666.5605442054034,2771.5409698016156,2808.0916347192297,2823.9154325522586,2819.142217340353,2801.2014060783381,null,null,null,null,null,"Electricity","MWh","Residential",2036,0]
[null,"CH4",{"$f":"HLOOKUP($B30,EmissionsTable,3,FALSE)*C$27/1000/PoundsPerMetricTon","v":0},0,0,0,0,0,0,0,0,0,{"$f":"HLOOKUP($B30,EmissionsTable,3,FALSE)*M$27/1000/PoundsPerMetricTon","v":0},0,0,0,0,0,0,0,0,0,{"$f":"HLOOKUP($B30,EmissionsTable,3,FALSE)*W$27/1000/PoundsPerMetricTon","v":0},0,0,0,0,0,0,0,null,null,null,"CH4",{"$f":"HLOOKUP($AH30,EmissionsTable,3,FALSE)*AI$27/1000/PoundsPerMetricTon","v":0},0,0,0,0,0,0.20889670732340931,0.20602081094349201,0.20579912069974135,0.20489329454357333,{"$f":"HLOOKUP($AH30,EmissionsTable,3,FALSE)*AS$27/1000/PoundsPerMetricTon","v":0.20411521959580703},0.20457437161925773,0.20462791227378935,0.20169443951703581,0.19918170192116211,0.19833638926758596,0.19843130271004172,0.19869636876431485,0.20152066966285703,0.20923229196293883,{"$f":"HLOOKUP($AH30,EmissionsTable,3,FALSE)*BC$27/1000/PoundsPerMetricTon","v":0.21620689502955609},0.22274412444773034,0.23088004711918858,0.23996961595006186,0.24313429910595519,0.24450437832550756,0.24409109682120056,0.24253771924703235,null,null,null,null,null,"Electricity","MWh","Residential",2037,0]
[null,"N2O",0,0,0,0,0,0,0,0,0,0,0,0,0,0,0,0,0,0,0,0,0,0,0,0,0,0,0,0,null,null,null,"N2O",0,0,0,0,0,0,3.387514172812043E-2,3.3408780152998703E-2,3.3372830383741836E-2,3.322593965571459E-2,3.3099765339860594E-2,3.3174222424744493E-2,3.3182904693046918E-2,3.2707206408167974E-2,3.2299735446674929E-2,3.216265771906799E-2,3.217804908811487E-2,3.2221032772591598E-2,3.2679027512895732E-2,3.3929560858854943E-2,3.5060577572360439E-2,3.6120668829361671E-2,3.7440007640949492E-2,3.8913991775685705E-2,3.9427183638803535E-2,3.9649358647379604E-2,3.9582340025059552E-2,3.9330440958978224E-2,null,null,null,null,null,"Electricity","MWh","Residential",2038,0]
[null,"CO2",{"$f":"HLOOKUP($B32,EmissionsTable,3,FALSE)*C$27/PoundsPerMetricTon","v":0},0,0,0,0,0,0,0,0,0,{"$f":"HLOOKUP($B32,EmissionsTable,3,FALSE)*M$27/PoundsPerMetricTon","v":0},0,0,0,0,0,0,0,0,0,{"$f":"HLOOKUP($B32,EmissionsTable,3,FALSE)*W$27/PoundsPerMetricTon","v":0},0,0,0,0,0,0,0,null,null,null,"CO2",{"$f":"HLOOKUP($AH32,EmissionsTable,3,FALSE)*AI$27/PoundsPerMetricTon","v":0},0,0,0,0,0,2824725.7418072778,2785837.5341413426,2782839.8127016239,2770591.125330172,{"$f":"HLOOKUP($AH32,EmissionsTable,3,FALSE)*AS$27/PoundsPerMetricTon","v":2760069.9047605814},2766278.6121962429,2767002.5951973465,2727335.8330206531,2693358.3009646651,2681927.8842624277,2683211.3149473034,2686795.5691769565,2724986.0967010232,2829263.5566057013,{"$f":"HLOOKUP($AH32,EmissionsTable,3,FALSE)*BC$27/PoundsPerMetricTon","v":2923574.9561179038},3011972.1379319197,3121987.0371511863,3244897.2514263522,3287690.4676989089,3306216.8393654251,3300628.3984618476,3279623.444976842,null,null,null,null,null,"Electricity","MWh","Residential",2039,0]
[null,"CO2e",0,0,0,0,0,0,0,0,0,0,0,0,0,0,0,0,0,0,0,0,0,0,0,0,0,0,0,0,null,null,null,"CO2e",0,0,0,0,0,0,2824740.6299320669,2785852.2173002195,2782854.4800605774,2770605.7281306507,2760084.4521074477,2766293.1922669983,2767017.1790839597,2727350.2078378694,2693372.496698394,2681942.019750495,2683225.4571998771,2686809.7303208602,2725000.4591336148,2829278.4686476984,2923590.3652417469,3011988.0129658696,3122003.4920345442,3244914.3541257377,3287707.795946118,3306234.2652585502,3300645.7949002888,3279640.7307056431,null,null,null,null,null,"Electricity","MWh","Residential",2040,0]
[null,"Cumulative Metric Metric tons",null,null,null,null,null,null,null,null,null,null,null,null,null,null,null,null,null,null,null,null,null,null,null,null,null,null,null,null,null,null,null,"Cumulative Metric Metric tons",null,null,null,null,null,null,null,null,null,null,null,null,null,null,null,null,null,null,null,null,null,null,null,null,null,null,null,null,null,null,null,null,null,"Electricity","NOx","Residential",2013,{"$f":"TRANSPOSE('Energy+Emissions Calculation'!$C$28:$AD$28)","v":0}]
[null,"Cumulative MWh Savings",{"$f":"C22","v":0},{"$f":"D22","v":0},0,0,0,0,0,0,0,0,0,0,0,0,0,0,0,0,0,0,0,0,0,0,0,0,0,0,null,null,null,"Cumulative MWh Savings",{"$f":"AI22","v":0},{"$f":"AJ22","v":0},0,0,0,0,4148989.7198138256,8240859.9920862699,12328327.176564321,16397803.347885516,20451825.829194598,24514967.731530163,28579173.028440446,32585115.327972405,36541151.036886208,40480397.618031301,44421529.316955738,48367925.609795228,52370416.589544125,56526071.50402461,60820252.088890016,65244271.473033756,69829882.008888766,74596024.483806118,79425022.127904952,84281231.52019307,89129232.546084553,93946381.254250258,null,null,null,null,null,"Electricity","NOx","Residential",2014,0]
[null,"NOx",{"$f":"HLOOKUP($B36,EmissionsTable,3,FALSE)*C$35/PoundsPerMetricTon","v":0},0,0,0,0,0,0,0,0,0,{"$f":"HLOOKUP($B36,EmissionsTable,3,FALSE)*M$35/PoundsPerMetricTon","v":0},0,0,0,0,0,0,0,0,0,{"$f":"HLOOKUP($B36,EmissionsTable,3,FALSE)*W$35/PoundsPerMetricTon","v":0},0,0,0,0,0,0,0,null,null,null,"NOx",{"$f":"HLOOKUP($AH36,EmissionsTable,3,FALSE)*AI$35/PoundsPerMetricTon","v":0},0,0,0,0,0,2058.8558361424307,4089.3672521080189,6117.69372098655,8137.092497839426,{"$f":"HLOOKUP($AH36,EmissionsTable,3,FALSE)*AS$35/PoundsPerMetricTon","v":10148.822680162066},12165.07819864376,14181.861406098942,16169.732728906485,18132.838872165503,20087.61373575775,22043.324052557618,24001.646822180686,25987.80549435335,28049.96880433042,{"$f":"HLOOKUP($AH36,EmissionsTable,3,FALSE)*BC$35/PoundsPerMetricTon","v":30180.872796783882},32376.20678007953,34651.727244479465,37016.833189068362,39413.1297946712,41822.929703573056,44228.656369540557,46619.073170047355,null,null,null,null,null,"Electricity","NOx","Residential",2015,0]
[null,"SOx",0,0,0,0,0,0,0,0,0,0,0,0,0,0,0,0,0,0,0,0,0,0,0,0,0,0,0,0,null,null,null,"SOx",0,0,0,0,0,0,2412.6628719694663,4792.1104361997068,7168.9975779750976,9535.4228356765489,11892.86167821551,14255.603519800088,16618.963731827098,18948.443654897728,21248.902590599799,23539.598545924528,25831.390708755822,28126.244265114845,30453.717224644417,32870.255948036189,35367.348195134313,37939.942497314398,40606.503041519813,43378.044011321428,46186.135646040653,49010.051078592915,51829.19329593327,54630.39470201161,null,null,null,null,null,"Electricity","NOx","Residential",2016,0]
[null,"CH4",{"$f":"HLOOKUP($B38,EmissionsTable,3,FALSE)*C$35/1000/PoundsPerMetricTon","v":0},0,0,0,0,0,0,0,0,0,{"$f":"HLOOKUP($B38,EmissionsTable,3,FALSE)*M$35/1000/PoundsPerMetricTon","v":0},0,0,0,0,0,0,0,0,0,{"$f":"HLOOKUP($B38,EmissionsTable,3,FALSE)*W$35/1000/PoundsPerMetricTon","v":0},0,0,0,0,0,0,0,null,null,null,"CH4",{"$f":"HLOOKUP($AH38,EmissionsTable,3,FALSE)*AI$35/1000/PoundsPerMetricTon","v":0},0,0,0,0,0,0.20889670732340931,0.41491751826690132,0.62071663896664253,0.82560993351021605,{"$f":"HLOOKUP($AH38,EmissionsTable,3,FALSE)*AS$35/1000/PoundsPerMetricTon","v":1.0297251531060232},1.2342995247252808,1.4389274369990699,1.640621876516106,1.8398035784372679,2.0381399677048537,2.2365712704148959,2.4352676391792101,2.6367883088420676,2.846020600805006,{"$f":"HLOOKUP($AH38,EmissionsTable,3,FALSE)*BC$35/1000/PoundsPerMetricTon","v":3.0622274958345619},3.2849716202822923,3.5158516674014813,3.7558212833515436,3.9989555824574987,4.2434599607830066,4.4875510576042066,4.7300887768512396,null,null,null,null,null,"Electricity","NOx","Residential",2017,0]
[null,"N2O",0,0,0,0,0,0,0,0,0,0,0,0,0,0,0,0,0,0,0,0,0,0,0,0,0,0,0,0,null,null,null,"N2O",0,0,0,0,0,0,3.387514172812043E-2,6.7283921881119133E-2,0.10065675226486095,0.13388269192057556,0.16698245726043617,0.20015667968518061,0.23333958437822755,0.26604679078639554,0.29834652623307045,0.33050918395213841,0.3626872330402533,0.39490826581284488,0.42758729332574064,0.46151685418459554,0.49657743175695601,0.53269810058631761,0.57013810822726707,0.60905210000295296,0.64847928364175644,0.68812864228913606,0.72771098231419562,0.76704142327317393,null,null,null,null,null,"Electricity","NOx","Residential",2018,0]
[null,"CO2",{"$f":"HLOOKUP($B40,EmissionsTable,3,FALSE)*C$35/PoundsPerMetricTon","v":0},0,0,0,0,0,0,0,0,0,{"$f":"HLOOKUP($B40,EmissionsTable,3,FALSE)*M$35/PoundsPerMetricTon","v":0},0,0,0,0,0,0,0,0,0,{"$f":"HLOOKUP($B40,EmissionsTable,3,FALSE)*W$35/PoundsPerMetricTon","v":0},0,0,0,0,0,0,0,null,null,null,"CO2",{"$f":"HLOOKUP($AH40,EmissionsTable,3,FALSE)*AI$35/PoundsPerMetricTon","v":0},0,0,0,0,0,2824725.7418072778,5610563.2759486204,8393403.0886502434,11163994.213980416,{"$f":"HLOOKUP($AH40,EmissionsTable,3,FALSE)*AS$35/PoundsPerMetricTon","v":13924064.118740996},16690342.730937237,19457345.326134585,22184681.159155238,24878039.460119903,27559967.344382331,30243178.659329634,32929974.228506587,35654960.325207606,38484223.88181331,{"$f":"HLOOKUP($AH40,EmissionsTable,3,FALSE)*BC$35/PoundsPerMetricTon","v":41407798.837931216},44419770.975863129,47541758.013014324,50786655.264440678,54074345.732139587,57380562.571505018,60681190.969966859,63960814.414943703,null,null,null,null,null,"Electricity","NOx","Residential",2019,0]
[null,"CO2e",0,0,0,0,0,0,0,0,0,0,0,0,0,0,0,0,0,0,0,0,0,0,0,0,0,0,0,0,null,null,null,"CO2e",0,0,0,0,0,0,2824740.6299320669,5610592.8472322868,8393447.3272928633,11164053.055423515,13924137.507530963,16690430.699797962,19457447.87888192,22184798.086719789,24878170.583418179,27560112.603168678,30243338.060368553,32930147.790689413,35655148.249823026,38484426.718470722,41408017.083712466,44420005.096678339,47542008.588712886,50786922.942838632,54074630.738784745,57380865.004043296,60681510.798943587,63961151.529649235,null,null,null,null,null,"Electricity","NOx","Residential",2020,0]
[null,null,null,null,null,null,null,null,null,null,null,null,null,null,null,null,null,null,null,null,null,null,null,null,null,null,null,null,null,null,null,null,null,null,null,null,null,null,null,null,null,null,null,null,null,null,null,null,null,null,null,null,null,null,null,null,null,null,null,null,null,null,null,null,null,null,null,"Electricity","NOx","Residential",2021,0]
[null,"Residential Gas/Oil",null,null,null,null,null,null,null,null,null,null,null,null,null,null,null,null,null,null,null,null,null,null,null,null,null,null,null,null,null,null,null,null,null,null,null,null,null,null,null,null,null,null,null,null,null,null,null,null,null,null,null,null,null,null,null,null,null,null,null,null,null,null,null,null,null,"Electricity","NOx","Residential",2022,0]
[null,"Code Projection + Energy Savings",null,null,null,null,null,null,null,null,null,null,null,null,null,null,null,null,null,null,null,null,null,null,null,null,null,null,null,null,null,null,null,"Code Projection + Energy Savings",null,null,null,null,null,null,null,null,null,null,null,null,null,null,null,null,null,null,null,null,null,null,null,null,null,null,null,null,null,null,null,null,null,"Electricity","NOx","Residential",2023,0]
[null,null,2013,2014,2015,2016,2017,2018,2019,2020,2021,2022,2023,2024,2025,2026,2027,2028,2029,2030,2031,2032,2033,2034,2035,2036,2037,2038,2039,2040,null,null,null,null,2013,2014,2015,2016,2017,2018,2019,2020,2021,2022,2023,2024,2025,2026,2027,2028,2029,2030,2031,2032,2033,2034,2035,2036,2037,2038,2039,2040,null,null,null,null,null,"Electricity","NOx","Residential",2024,0]
[null,"Baseline",null,null,null,null,null,null,null,null,null,null,null,null,null,null,null,null,null,null,null,null,null,null,null,null,null,null,null,null,null,null,null,"Baseline",null,null,null,null,null,null,null,null,null,null,null,null,null,null,null,null,null,null,null,null,null,null,null,null,null,null,null,null,null,null,null,null,null,"Electricity","NOx","Residential",2025,0]
[null,"Energy Code",{"$f":"C51","v":"IECC 2009"},{"$f":"C47","v":"IECC 2009"},{"$f":"D47","v":"IECC 2009"},{"$f":"E47","v":"IECC 2009"},{"$f":"F47","v":"IECC 2009"},{"$f":"G47","v":"IECC 2009"},{"$f":"H47","v":"IECC 2009"},{"$f":"I47","v":"IECC 2009"},{"$f":"J47","v":"IECC 2009"},{"$f":"K47","v":"IECC 2009"},{"$f":"L47","v":"IECC 2009"},{"$f":"M47","v":"IECC 2009"},{"$f":"N47","v":"IECC 2009"},{"$f":"O47","v":"IECC 2009"},{"$f":"P47","v":"IECC 2009"},{"$f":"Q47","v":"IECC 2009"},{"$f":"R47","v":"IECC 2009"},{"$f":"S47","v":"IECC 2009"},{"$f":"T47","v":"IECC 2009"},{"$f":"U47","v":"IECC 2009"},{"$f":"V47","v":"IECC 2009"},{"$f":"W47","v":"IECC 2009"},{"$f":"X47","v":"IECC 2009"},{"$f":"Y47","v":"IECC 2009"},{"$f":"Z47","v":"IECC 2009"},{"$f":"AA47","v":"IECC 2009"},{"$f":"AB47","v":"IECC 2009"},{"$f":"AC47","v":"IECC 2009"},null,null,null,"Energy Code",{"$f":"AI51","v":"ASHRAE 90.1 2007"},{"$f":"AI47","v":"ASHRAE 90.1 2007"},{"$f":"AJ47","v":"ASHRAE 90.1 2007"},{"$f":"AK47","v":"ASHRAE 90.1 2007"},{"$f":"AL47","v":"ASHRAE 90.1 2007"},{"$f":"AM47","v":"ASHRAE 90.1 2007"},{"$f":"AN47","v":"ASHRAE 90.1 2007"},{"$f":"AO47","v":"ASHRAE 90.1 2007"},{"$f":"AP47","v":"ASHRAE 90.1 2007"},{"$f":"AQ47","v":"ASHRAE 90.1 2007"},{"$f":"AR47","v":"ASHRAE 90.1 2007"},{"$f":"AS47","v":"ASHRAE 90.1 2007"},{"$f":"AT47","v":"ASHRAE 90.1 2007"},{"$f":"AU47","v":"ASHRAE 90.1 2007"},{"$f":"AV47","v":"ASHRAE 90.1 2007"},{"$f":"AW47","v":"ASHRAE 90.1 2007"},{"$f":"AX47","v":"ASHRAE 90.1 2007"},{"$f":"AY47","v":"ASHRAE 90.1 2007"},{"$f":"AZ47","v":"ASHRAE 90.1 2007"},{"$f":"BA47","v":"ASHRAE 90.1 2007"},{"$f":"BB47","v":"ASHRAE 90.1 2007"},{"$f":"BC47","v":"ASHRAE 90.1 2007"},{"$f":"BD47","v":"ASHRAE 90.1 2007"},{"$f":"BE47","v":"ASHRAE 90.1 2007"},{"$f":"BF47","v":"ASHRAE 90.1 2007"},{"$f":"BG47","v":"ASHRAE 90.1 2007"},{"$f":"BH47","v":"ASHRAE 90.1 2007"},{"$f":"BI47","v":"ASHRAE 90.1 2007"},null,null,null,null,null,"Electricity","NOx","Residential",2026,0]
[null,"Compliance Rate",{"$f":"ResBaselineCompliance","v":0.75},0.75,0.75,0.75,0.75,0.75,0.75,0.75,0.75,0.75,0.75,0.75,0.75,0.75,0.75,0.75,0.75,0.75,0.75,0.75,0.75,0.75,0.75,0.75,0.75,0.75,0.75,0.75,null,null,null,"Compliance Rate",{"$f":"ComBaselineCompliance","v":0.75},0.75,0.75,0.75,0.75,0.75,0.75,0.75,0.75,0.75,0.75,0.75,0.75,0.75,0.75,0.75,0.75,0.75,0.75,0.75,0.75,0.75,0.75,0.75,0.75,0.75,0.75,0.75,null,null,null,null,null,"Electricity","NOx","Residential",2027,0]
[null,"MMBTU Consumption",{"$f":"HLOOKUP(C47,ResGas,2,FALSE)*C48+GasIECC2006*(1-C48)","v":33.079795664233714},33.079795664233714,33.079795664233714,33.079795664233714,33.079795664233714,33.079795664233714,33.079795664233714,33.079795664233714,33.079795664233714,33.079795664233714,33.079795664233714,33.079795664233714,33.079795664233714,33.079795664233714,33.079795664233714,33.079795664233714,33.079795664233714,33.079795664233714,33.079795664233714,33.079795664233714,33.079795664233714,33.079795664233714,33.079795664233714,33.079795664233714,33.079795664233714,33.079795664233714,33.079795664233714,33.079795664233714,null,null,null,"kBTU Consumption per sq.ft.",{"$f":"HLOOKUP(AI47,ComGas,2,FALSE)*AI48+Gas9012004*(1-AI48)","v":22.400236001108265},22.400236001108265,22.400236001108265,22.400236001108265,22.400236001108265,22.400236001108265,22.400236001108265,22.400236001108265,22.400236001108265,22.400236001108265,22.400236001108265,22.400236001108265,22.400236001108265,22.400236001108265,22.400236001108265,22.400236001108265,22.400236001108265,22.400236001108265,22.400236001108265,22.400236001108265,22.400236001108265,22.400236001108265,22.400236001108265,22.400236001108265,22.400236001108265,22.400236001108265,22.400236001108265,22.400236001108265,null,null,null,null,null,"Electricity","NOx","Residential",2028,0]
[null,"Upgrade",null,null,null,null,null,null,null,null,null,null,null,null,null,null,null,null,null,null,null,null,null,null,null,null,null,null,null,null,null,null,null,"Upgrade",null,null,null,null,null,null,null,null,null,null,null,null,null,null,null,null,null,null,null,null,null,null,null,null,null,null,null,null,null,null,null,null,null,"Electricity","NOx","Residential",2029,0]
[null,"Energy Code",{"$f":"IF(ResCodeBaselineInput=\"IECC 2006 (default)\",\"IECC 2006\",ResCodeBaselineInput)","v":"IECC 2009"},{"$f":"IFERROR(INDEX(ResCodeTable,MATCH(D45,ResCodeDate,0),1),C51)","v":"IECC 2009"},{"$f":"IFERROR(INDEX(ResCodeTable,MATCH(E45,ResCodeDate,0),1),D51)","v":"IECC 2009"},{"$f":"IFERROR(INDEX(ResCodeTable,MATCH(F45,ResCodeDate,0),1),E51)","v":"IECC 2009"},{"$f":"IFERROR(INDEX(ResCodeTable,MATCH(G45,ResCodeDate,0),1),F51)","v":"IECC 2009"},{"$f":"IFERROR(INDEX(ResCodeTable,MATCH(H45,ResCodeDate,0),1),G51)","v":"IECC 2009"},{"$f":"IFERROR(INDEX(ResCodeTable,MATCH(I45,ResCodeDate,0),1),H51)","v":"IECC 2009"},{"$f":"IFERROR(INDEX(ResCodeTable,MATCH(J45,ResCodeDate,0),1),I51)","v":"IECC 2009"},{"$f":"IFERROR(INDEX(ResCodeTable,MATCH(K45,ResCodeDate,0),1),J51)","v":"IECC 2009"},{"$f":"IFERROR(INDEX(ResCodeTable,MATCH(L45,ResCodeDate,0),1),K51)","v":"IECC 2009"},{"$f":"IFERROR(INDEX(ResCodeTable,MATCH(M45,ResCodeDate,0),1),L51)","v":"IECC 2009"},{"$f":"IFERROR(INDEX(ResCodeTable,MATCH(N45,ResCodeDate,0),1),M51)","v":"IECC 2009"},{"$f":"IFERROR(INDEX(ResCodeTable,MATCH(O45,ResCodeDate,0),1),N51)","v":"IECC 2009"},{"$f":"IFERROR(INDEX(ResCodeTable,MATCH(P45,ResCodeDate,0),1),O51)","v":"IECC 2009"},{"$f":"IFERROR(INDEX(ResCodeTable,MATCH(Q45,ResCodeDate,0),1),P51)","v":"IECC 2009"},{"$f":"IFERROR(INDEX(ResCodeTable,MATCH(R45,ResCodeDate,0),1),Q51)","v":"IECC 2009"},{"$f":"IFERROR(INDEX(ResCodeTable,MATCH(S45,ResCodeDate,0),1),R51)","v":"IECC 2009"},{"$f":"IFERROR(INDEX(ResCodeTable,MATCH(T45,ResCodeDate,0),1),S51)","v":"IECC 2009"},{"$f":"IFERROR(INDEX(ResCodeTable,MATCH(U45,ResCodeDate,0),1),T51)","v":"IECC 2009"},{"$f":"IFERROR(INDEX(ResCodeTable,MATCH(V45,ResCodeDate,0),1),U51)","v":"IECC 2009"},{"$f":"IFERROR(INDEX(ResCodeTable,MATCH(W45,ResCodeDate,0),1),V51)","v":"IECC 2009"},{"$f":"IFERROR(INDEX(ResCodeTable,MATCH(X45,ResCodeDate,0),1),W51)","v":"IECC 2009"},{"$f":"IFERROR(INDEX(ResCodeTable,MATCH(Y45,ResCodeDate,0),1),X51)","v":"IECC 2009"},{"$f":"IFERROR(INDEX(ResCodeTable,MATCH(Z45,ResCodeDate,0),1),Y51)","v":"IECC 2009"},{"$f":"IFERROR(INDEX(ResCodeTable,MATCH(AA45,ResCodeDate,0),1),Z51)","v":"IECC 2009"},{"$f":"IFERROR(INDEX(ResCodeTable,MATCH(AB45,ResCodeDate,0),1),AA51)","v":"IECC 2009"},{"$f":"IFERROR(INDEX(ResCodeTable,MATCH(AC45,ResCodeDate,0),1),AB51)","v":"IECC 2009"},{"$f":"IFERROR(INDEX(ResCodeTable,MATCH(AD45,ResCodeDate,0),1),AC51)","v":"IECC 2009"},null,null,null,"Energy Code",{"$f":"IF(ComCodeBaselineInput=\"ASHRAE 90.1 2004 (default)\",\"ASHRAE 90.1 2004\",ComCodeBaselineInput)","v":"ASHRAE 90.1 2007"},{"$f":"IFERROR(INDEX(ComCodeTable,MATCH(AJ45,ComCodeDate,0),1),AI51)","v":"ASHRAE 90.1 2007"},{"$f":"IFERROR(INDEX(ComCodeTable,MATCH(AK45,ComCodeDate,0),1),AJ51)","v":"ASHRAE 90.1 2007"},{"$f":"IFERROR(INDEX(ComCodeTable,MATCH(AL45,ComCodeDate,0),1),AK51)","v":"ASHRAE 90.1 2007"},{"$f":"IFERROR(INDEX(ComCodeTable,MATCH(AM45,ComCodeDate,0),1),AL51)","v":"ASHRAE 90.1 2007"},{"$f":"IFERROR(INDEX(ComCodeTable,MATCH(AN45,ComCodeDate,0),1),AM51)","v":"ASHRAE 90.1 2007"},{"$f":"IFERROR(INDEX(ComCodeTable,MATCH(AO45,ComCodeDate,0),1),AN51)","v":"ASHRAE 90.1 2010"},{"$f":"IFERROR(INDEX(ComCodeTable,MATCH(AP45,ComCodeDate,0),1),AO51)","v":"ASHRAE 90.1 2010"},{"$f":"IFERROR(INDEX(ComCodeTable,MATCH(AQ45,ComCodeDate,0),1),AP51)","v":"ASHRAE 90.1 2010"},{"$f":"IFERROR(INDEX(ComCodeTable,MATCH(AR45,ComCodeDate,0),1),AQ51)","v":"ASHRAE 90.1 2010"},{"$f":"IFERROR(INDEX(ComCodeTable,MATCH(AS45,ComCodeDate,0),1),AR51)","v":"ASHRAE 90.1 2010"},{"$f":"IFERROR(INDEX(ComCodeTable,MATCH(AT45,ComCodeDate,0),1),AS51)","v":"ASHRAE 90.1 2010"},{"$f":"IFERROR(INDEX(ComCodeTable,MATCH(AU45,ComCodeDate,0),1),AT51)","v":"ASHRAE 90.1 2010"},{"$f":"IFERROR(INDEX(ComCodeTable,MATCH(AV45,ComCodeDate,0),1),AU51)","v":"ASHRAE 90.1 2010"},{"$f":"IFERROR(INDEX(ComCodeTable,MATCH(AW45,ComCodeDate,0),1),AV51)","v":"ASHRAE 90.1 2010"},{"$f":"IFERROR(INDEX(ComCodeTable,MATCH(AX45,ComCodeDate,0),1),AW51)","v":"ASHRAE 90.1 2010"},{"$f":"IFERROR(INDEX(ComCodeTable,MATCH(AY45,ComCodeDate,0),1),AX51)","v":"ASHRAE 90.1 2010"},{"$f":"IFERROR(INDEX(ComCodeTable,MATCH(AZ45,ComCodeDate,0),1),AY51)","v":"ASHRAE 90.1 2010"},{"$f":"IFERROR(INDEX(ComCodeTable,MATCH(BA45,ComCodeDate,0),1),AZ51)","v":"ASHRAE 90.1 2010"},{"$f":"IFERROR(INDEX(ComCodeTable,MATCH(BB45,ComCodeDate,0),1),BA51)","v":"ASHRAE 90.1 2010"},{"$f":"IFERROR(INDEX(ComCodeTable,MATCH(BC45,ComCodeDate,0),1),BB51)","v":"ASHRAE 90.1 2010"},{"$f":"IFERROR(INDEX(ComCodeTable,MATCH(BD45,ComCodeDate,0),1),BC51)","v":"ASHRAE 90.1 2010"},{"$f":"IFERROR(INDEX(ComCodeTable,MATCH(BE45,ComCodeDate,0),1),BD51)","v":"ASHRAE 90.1 2010"},{"$f":"IFERROR(INDEX(ComCodeTable,MATCH(BF45,ComCodeDate,0),1),BE51)","v":"ASHRAE 90.1 2010"},{"$f":"IFERROR(INDEX(ComCodeTable,MATCH(BG45,ComCodeDate,0),1),BF51)","v":"ASHRAE 90.1 2010"},{"$f":"IFERROR(INDEX(ComCodeTable,MATCH(BH45,ComCodeDate,0),1),BG51)","v":"ASHRAE 90.1 2010"},{"$f":"IFERROR(INDEX(ComCodeTable,MATCH(BI45,ComCodeDate,0),1),BH51)","v":"ASHRAE 90.1 2010"},{"$f":"IFERROR(INDEX(ComCodeTable,MATCH(BJ45,ComCodeDate,0),1),BI51)","v":"ASHRAE 90.1 2010"},null,null,null,null,null,"Electricity","NOx","Residential",2030,0]
[null,"Compliance Rate",{"$f":"'Step 3 - Code Updates'!E14","v":0.75},{"$f":"IFERROR(INDEX(ResCodeTable,MATCH(D45,ResCodeDate,0),3),C52)","v":0.75},0.75,0.75,0.75,0.75,0.75,0.75,0.75,0.75,0.75,0.75,0.75,0.75,0.75,0.75,0.75,0.75,0.75,0.75,0.75,0.75,0.75,0.75,0.75,0.75,0.75,0.75,null,null,null,"Compliance Rate",{"$f":"'Step 3 - Code Updates'!I14","v":0.75},{"$f":"IFERROR(INDEX(ComCodeTable,MATCH(AJ45,ComCodeDate,0),3),AI52)","v":0.75},0.75,0.75,0.75,0.75,0.75,0.75,0.75,0.75,0.75,0.75,0.75,0.75,0.75,0.75,0.75,0.75,0.75,0.75,0.75,0.75,0.75,0.75,0.75,0.75,0.75,0.75,null,null,null,null,null,"Electricity","NOx","Residential",2031,0]
[null,"MMBTU Consumption",{"$f":"IF(AND(C47=C51,C48=C52),C49,IF(C51=C47,HLOOKUP(C51,ResGas,2,FALSE)*C52,HLOOKUP(C51,ResGas,2,FALSE)*C52+C49*(1-C52)))","v":33.079795664233714},33.079795664233714,33.079795664233714,33.079795664233714,33.079795664233714,33.079795664233714,33.079795664233714,33.079795664233714,33.079795664233714,33.079795664233714,33.079795664233714,33.079795664233714,33.079795664233714,33.079795664233714,33.079795664233714,33.079795664233714,33.079795664233714,33.079795664233714,33.079795664233714,33.079795664233714,33.079795664233714,33.079795664233714,33.079795664233714,33.079795664233714,33.079795664233714,33.079795664233714,33.079795664233714,33.079795664233714,null,null,null,"kBTU Consumption per sq.ft.",{"$f":"IF(AND(AI47=AI51,AI48=AI52),AI49,IF(AI51=AI47,HLOOKUP(AI51,ComGas,2,FALSE)*AI52,HLOOKUP(AI51,ComGas,2,FALSE)*AI52+AI49*(1-AI52)))","v":22.400236001108265},22.400236001108265,22.400236001108265,22.400236001108265,22.400236001108265,22.400236001108265,18.532869256687949,18.532869256687949,18.532869256687949,18.532869256687949,18.532869256687949,18.532869256687949,18.532869256687949,18.532869256687949,18.532869256687949,18.532869256687949,18.532869256687949,18.532869256687949,18.532869256687949,18.532869256687949,18.532869256687949,18.532869256687949,18.532869256687949,18.532869256687949,18.532869256687949,18.532869256687949,18.532869256687949,18.532869256687949,null,null,null,null,null,"Electricity","NOx","Residential",2032,0]
[null,"Savings per Home",null,null,null,null,null,null,null,null,null,null,null,null,null,null,null,null,null,null,null,null,null,null,null,null,null,null,null,null,null,null,null,"Savings",null,null,null,null,null,null,null,null,null,null,null,null,null,null,null,null,null,null,null,null,null,null,null,null,null,null,null,null,null,null,null,null,null,"Electricity","NOx","Residential",2033,0]
[null,"MMBTU Consumption per home",{"$f":"C49-C53","v":0},0,0,0,0,0,0,0,0,0,0,0,0,0,0,0,0,0,0,0,0,0,0,0,0,0,0,0,null,null,null,"kBTU Consumption per sq.ft.",{"$f":"AI49-AI53","v":0},0,0,0,0,0,3.8673667444203161,3.8673667444203161,3.8673667444203161,3.8673667444203161,3.8673667444203161,3.8673667444203161,3.8673667444203161,3.8673667444203161,3.8673667444203161,3.8673667444203161,3.8673667444203161,3.8673667444203161,3.8673667444203161,3.8673667444203161,3.8673667444203161,3.8673667444203161,3.8673667444203161,3.8673667444203161,3.8673667444203161,3.8673667444203161,3.8673667444203161,3.8673667444203161,null,null,null,null,null,"Electricity","NOx","Residential",2034,0]
[null,null,null,null,null,null,null,null,null,null,null,null,null,null,null,null,null,null,null,null,null,null,null,null,null,null,null,null,null,null,null,null,null,null,null,null,null,null,null,null,null,null,null,null,null,null,null,null,null,null,null,null,null,null,null,null,null,null,null,null,null,null,null,null,null,null,null,"Electricity","NOx","Residential",2035,0]
[null,"Statewide Savings",null,null,null,null,null,null,null,null,null,null,null,null,null,null,null,null,null,null,null,null,null,null,null,null,null,null,null,null,null,null,null,"Statewide Savings",null,null,null,null,null,null,null,null,null,null,null,null,null,null,null,null,null,null,null,null,null,null,null,null,null,null,null,null,null,null,null,null,null,"Electricity","NOx","Residential",2036,0]
[null,"Building Projection",{"$f":"C20","v":"-"},{"$f":"D20","v":"-"},"-","-",1853483.1582825284,1823988.9862302023,1806189.7709549621,1782731.2831545018,1750191.262857866,1754654.1623113279,1790121.1876525409,1832686.5503344228,1859979.4860649197,1863973.9099223861,1845708.3210988997,1820371.7721518879,1807567.9698838831,1815788.9151221898,1798043.5008336254,1771416.945259226,1799819.4669526971,1818758.3602584503,1831350.171803012,1842344.9062590173,1839373.0106849547,1832798.8514898866,1836617.8109221782,1835040.4784647247,null,null,null,"Building Projection",{"$f":"AI20","v":"-"},{"$f":"AJ20","v":"-"},"-","-",1921684.5075843325,1990972.6139385058,2023100.8070969882,1995248.6290426431,1993101.6267427786,1984328.9770868127,1976793.5588651607,1981240.3059734586,1981758.8308596732,1953349.0431812245,1929013.9470307385,1920827.3521647332,1921746.5598655008,1924313.6436419997,1951666.1352180368,2026350.8418332008,2093897.7422800767,2157208.8125288342,2236002.7386466986,2324032.4365463108,2354681.4263218255,2367950.225099836,2363947.7199592106,2348903.73260157,null,null,null,null,null,"Electricity","NOx","Residential",2037,0]
[null,"MMBtu Savings Per Year",{"$f":"IFERROR(C58*C55,0)","v":0},{"$f":"IFERROR(D58*D55,0)","v":0},0,0,0,0,0,0,0,0,0,0,0,0,0,0,0,0,0,0,0,0,0,0,0,0,0,0,null,null,null,"MMBtu Savings Per Year",{"$f":"IFERROR(AI58*AI55,0)","v":0},{"$f":"IFERROR(AJ58*AJ55,0)","v":0},0,0,0,0,7824072.781976793,7716358.194809746,7708054.9495150559,7674127.8959751232,7644985.6701394068,7662182.8720268859,7664188.1979279863,7554317.1298443116,7460204.3882696507,7428543.8235348202,7432098.7368279835,7442026.5912553566,7547808.7075535599,7836641.8582338328,8097870.4947107509,8342717.6223444538,8647442.6318749934,8987885.7580533214,9106416.6418612245,9157731.9529937077,9142252.7977184821,9084072.1813080627,null,null,null,null,null,"Electricity","NOx","Residential",2038,0]
[null,"Cumulative MMBTU Savings",{"$f":"C59","v":0},{"$f":"D59+C60","v":0},{"$f":"E59+D60","v":0},{"$f":"F59+E60","v":0},{"$f":"G59+F60","v":0},{"$f":"H59+G60","v":0},{"$f":"I59+H60","v":0},{"$f":"J59+I60","v":0},{"$f":"K59+J60","v":0},{"$f":"L59+K60","v":0},{"$f":"M59+L60","v":0},{"$f":"N59+M60","v":0},{"$f":"O59+N60","v":0},{"$f":"P59+O60","v":0},{"$f":"Q59+P60","v":0},{"$f":"R59+Q60","v":0},{"$f":"S59+R60","v":0},{"$f":"T59+S60","v":0},{"$f":"U59+T60","v":0},{"$f":"V59+U60","v":0},{"$f":"W59+V60","v":0},{"$f":"X59+W60","v":0},{"$f":"Y59+X60","v":0},{"$f":"Z59+Y60","v":0},{"$f":"AA59+Z60","v":0},{"$f":"AB59+AA60","v":0},{"$f":"AC59+AB60","v":0},{"$f":"AD59+AC60","v":0},null,null,null,"Cumulative MMBTU Savings",{"$f":"AI59","v":0},{"$f":"AJ59+AI60","v":0},{"$f":"AK59+AJ60","v":0},{"$f":"AL59+AK60","v":0},{"$f":"AM59+AL60","v":0},{"$f":"AN59+AM60","v":0},{"$f":"AO59+AN60","v":7824072.781976793},{"$f":"AP59+AO60","v":15540430.976786539},{"$f":"AQ59+AP60","v":23248485.926301595},{"$f":"AR59+AQ60","v":30922613.822276719},{"$f":"AS59+AR60","v":38567599.492416129},{"$f":"AT59+AS60","v":46229782.364443012},{"$f":"AU59+AT60","v":53893970.562371001},{"$f":"AV59+AU60","v":61448287.692215309},{"$f":"AW59+AV60","v":68908492.080484957},{"$f":"AX59+AW60","v":76337035.904019773},{"$f":"AY59+AX60","v":83769134.640847757},{"$f":"AZ59+AY60","v":91211161.232103109},{"$f":"BA59+AZ60","v":98758969.939656675},{"$f":"BB59+BA60","v":106595611.79789051},{"$f":"BC59+BB60","v":114693482.29260126},{"$f":"BD59+BC60","v":123036199.91494571},{"$f":"BE59+BD60","v":131683642.5468207},{"$f":"BF59+BE60","v":140671528.30487403},{"$f":"BG59+BF60","v":149777944.94673526},{"$f":"BH59+BG60","v":158935676.89972898},{"$f":"BI59+BH60","v":168077929.69744748},{"$f":"BJ59+BI60","v":177162001.87875554},null,null,null,null,null,"Electricity","NOx","Residential",2039,0]
[null,null,null,null,null,null,null,null,null,null,null,null,null,null,null,null,null,null,null,null,null,null,null,null,null,null,null,null,null,null,null,null,null,null,null,null,null,null,null,null,null,null,null,null,null,null,null,null,null,null,null,null,null,null,null,null,null,null,null,null,null,null,null,null,null,null,null,"Electricity","NOx","Residential",2040,0]
[null,"Gas/Oil Emissions Calculations",null,null,null,null,null,null,null,null,null,null,null,null,null,null,null,null,null,null,null,null,null,null,null,null,null,null,null,null,null,null,null,"Gas/Oil Emissions Calculations",null,null,null,null,null,null,null,null,null,null,null,null,null,null,null,null,null,null,null,null,null,null,null,null,null,null,null,null,null,null,null,null,null,"Electricity","SOx","Residential",2013,{"$f":"TRANSPOSE('Energy+Emissions Calculation'!$C$29:$AD$29)","v":0}]
[null,null,2013,2014,2015,2016,2017,2018,2019,2020,2021,2022,2023,2024,2025,2026,2027,2028,2029,2030,2031,2032,2033,2034,2035,2036,2037,2038,2039,2040,null,null,null,null,2013,2014,2015,2016,2017,2018,2019,2020,2021,2022,2023,2024,2025,2026,2027,2028,2029,2030,2031,2032,2033,2034,2035,2036,2037,2038,2039,2040,null,null,null,null,null,"Electricity","SOx","Residential",2014,0]
[null,"Metric Metric tons Per Year",null,null,null,null,null,null,null,null,null,null,null,null,null,null,null,null,null,null,null,null,null,null,null,null,null,null,null,null,null,null,null,"Metric Metric tons Per Year",null,null,null,null,null,null,null,null,null,null,null,null,null,null,null,null,null,null,null,null,null,null,null,null,null,null,null,null,null,null,null,null,null,"Electricity","SOx","Residential",2015,0]
[null,"MMBTU Savings per year",{"$f":"C59","v":0},0,0,0,0,0,0,0,0,0,0,0,0,0,0,0,0,0,0,0,0,0,0,0,0,0,0,0,null,null,null,"MMBTU Savings per year",{"$f":"AI59","v":0},{"$f":"AJ59","v":0},0,0,0,0,7824072.781976793,7716358.194809746,7708054.9495150559,7674127.8959751232,7644985.6701394068,7662182.8720268859,7664188.1979279863,7554317.1298443116,7460204.3882696507,7428543.8235348202,7432098.7368279835,7442026.5912553566,7547808.7075535599,7836641.8582338328,8097870.4947107509,8342717.6223444538,8647442.6318749934,8987885.7580533214,9106416.6418612245,9157731.9529937077,9142252.7977184821,9084072.1813080627,null,null,null,null,null,"Electricity","SOx","Residential",2016,0]
[null,"CH4",{"$f":"C65*TonsCH4perMMBTU","v":0},0,0,0,0,0,0,0,0,0,0,0,0,0,0,0,0,0,0,0,0,0,0,0,0,0,0,0,null,null,null,"CH4",{"$f":"AI65*TonsCH4perMMBTU","v":0},0,0,0,0,0,7.8240727819767928,7.7163581948097457,7.7080549495150557,7.6741278959751229,7.6449856701394063,7.6621828720268859,7.6641881979279862,7.5543171298443115,7.4602043882696503,7.4285438235348202,7.4320987368279834,7.442026591255356,7.5478087075535596,7.8366418582338326,8.0978704947107509,8.3427176223444537,8.6474426318749931,8.9878857580533218,9.1064166418612249,9.1577319529937071,9.1422527977184824,9.0840721813080627,null,null,null,null,null,"Electricity","SOx","Residential",2017,0]
[null,"N2O",{"$f":"C65*TonsN20perMMBTU","v":0},0,0,0,0,0,0,0,0,0,0,0,0,0,0,0,0,0,0,0,0,0,0,0,0,0,0,0,null,null,null,"N2O",{"$f":"AI65*TonsN20perMMBTU","v":0},0,0,0,0,0,0.78240727819767941,0.77163581948097471,0.77080549495150563,0.76741278959751236,0.7644985670139407,0.7662182872026887,0.76641881979279869,0.75543171298443124,0.74602043882696512,0.74285438235348211,0.74320987368279845,0.74420265912553574,0.75478087075535605,0.78366418582338337,0.80978704947107516,0.83427176223444544,0.86474426318749942,0.89878857580533222,0.91064166418612258,0.91577319529937085,0.91422527977184831,0.90840721813080638,null,null,null,null,null,"Electricity","SOx","Residential",2018,0]
[null,"CO2",{"$f":"C65*tonsPerMMBTU","v":0},0,0,0,0,0,0,0,0,0,0,0,0,0,0,0,0,0,0,0,0,0,0,0,0,0,0,0,null,null,null,"CO2",{"$f":"AI65*tonsPerMMBTU","v":0},0,0,0,0,0,415145.30181168864,409429.96581660514,408989.39562126889,407189.22616044007,405642.93965759693,406555.42318974657,406661.82578205899,400832.06690953922,395838.44484158768,394158.53527675761,394347.15897609282,394873.93093200924,400486.73002279189,415812.21699788718,429673.00844935246,442664.59704159672,458833.30604728719,476897.21832230926,483186.4670171566,485909.25742584618,485087.93344694271,482000.86994020583,null,null,null,null,null,"Electricity","SOx","Residential",2019,0]
[null,"CO2e",{"$f":"C66*CH4GWP+C67*N2OGWP+C68*CO2GWP","v":0},0,0,0,0,0,0,0,0,0,0,0,0,0,0,0,0,0,0,0,0,0,0,0,0,0,0,0,null,null,null,"CO2e",{"$f":"AI66*CH4GWP+AI67*N2OGWP+AI68*CO2GWP","v":0},0,0,0,0,0,415552.15359635145,409831.21644273523,409390.21447864367,407588.28081103077,406040.4789124442,406953.85669909196,407060.36356835125,401224.89140029112,396226.37546977773,394544.81955558143,394733.62811040785,395260.91631475452,400879.2160755847,416219.72237451532,430094.0977150774,443098.41835795861,459282.97306414467,477364.58838172804,483660.00068253337,486385.45948740188,485563.33059242408,482473.24169363384,null,null,null,null,null,"Electricity","SOx","Residential",2020,0]
[null,"Cumulative Metric Metric tons",null,null,null,null,null,null,null,null,null,null,null,null,null,null,null,null,null,null,null,null,null,null,null,null,null,null,null,null,null,null,null,"Cumulative Metric Metric tons",null,null,null,null,null,null,null,null,null,null,null,null,null,null,null,null,null,null,null,null,null,null,null,null,null,null,null,null,null,null,null,null,null,"Electricity","SOx","Residential",2021,0]
[null,"Cumulative MMBTU Savings",{"$f":"C60","v":0},0,0,0,0,0,0,0,0,0,0,0,0,0,0,0,0,0,0,0,0,0,0,0,0,0,0,0,null,null,null,"Cumulative MMBTU Savings",{"$f":"AI60","v":0},0,0,0,0,0,7824072.781976793,15540430.976786539,23248485.926301595,30922613.822276719,38567599.492416129,46229782.364443012,53893970.562371001,61448287.692215309,68908492.080484957,76337035.904019773,83769134.640847757,91211161.232103109,98758969.939656675,106595611.79789051,114693482.29260126,123036199.91494571,131683642.5468207,140671528.30487403,149777944.94673526,158935676.89972898,168077929.69744748,177162001.87875554,null,null,null,null,null,"Electricity","SOx","Residential",2022,0]
[null,"CH4",{"$f":"C71*TonsCH4perMMBTU","v":0},0,0,0,0,0,0,0,0,0,0,0,0,0,0,0,0,0,0,0,0,0,0,0,0,0,0,0,null,null,null,"CH4",{"$f":"AI71*TonsCH4perMMBTU","v":0},0,0,0,0,0,7.8240727819767928,15.540430976786539,23.248485926301594,30.922613822276716,38.567599492416129,46.229782364443011,53.893970562370995,61.448287692215303,68.908492080484947,76.337035904019771,83.769134640847753,91.211161232103109,98.758969939656666,106.59561179789051,114.69348229260125,123.0361999149457,131.68364254682069,140.67152830487402,149.77794494673526,158.93567689972897,168.07792969744747,177.16200187875552,null,null,null,null,null,"Electricity","SOx","Residential",2023,0]
[null,"N2O",{"$f":"C71*TonsN20perMMBTU","v":0},0,0,0,0,0,0,0,0,0,0,0,0,0,0,0,0,0,0,0,0,0,0,0,0,0,0,0,null,null,null,"N2O",{"$f":"AI71*TonsN20perMMBTU","v":0},0,0,0,0,0,0.78240727819767941,1.5540430976786541,2.3248485926301599,3.0922613822276723,3.8567599492416131,4.6229782364443013,5.389397056237101,6.1448287692215313,6.890849208048496,7.6337035904019777,8.376913464084776,9.121116123210312,9.875896993965668,10.659561179789053,11.469348229260127,12.303619991494571,13.168364254682071,14.067152830487405,14.977794494673528,15.893567689972899,16.807792969744749,17.716200187875554,null,null,null,null,null,"Electricity","SOx","Residential",2024,0]
[null,"CO2",{"$f":"C71*tonsPerMMBTU","v":0},0,0,0,0,0,0,0,0,0,0,0,0,0,0,0,0,0,0,0,0,0,0,0,0,0,0,0,null,null,null,"CO2",{"$f":"AI71*tonsPerMMBTU","v":0},0,0,0,0,0,415145.30181168864,824575.26762829383,1233564.6632495627,1640753.8894100029,2046396.8290676,2452952.2522573462,2859614.0780394054,3260446.1449489444,3656284.5897905319,4050443.1250672895,4444790.2840433819,4839664.2149753915,5240150.9449981833,5655963.1619960712,6085636.1704454226,6528300.7674870193,6987134.0735343071,7464031.2918566167,7947217.7588737737,8433127.0162996203,8918214.949746564,9400215.8196867686,null,null,null,null,null,"Electricity","SOx","Residential",2025,0]
[null,"CO2e",{"$f":"C72*CH4GWP+C73*N2OGWP+C74*CO2GWP","v":0},0,0,0,0,0,0,0,0,0,0,0,0,0,0,0,0,0,0,0,0,0,0,0,0,0,0,0,null,null,null,"CO2e",{"$f":"AI72*CH4GWP+AI73*N2OGWP+AI74*CO2GWP","v":0},0,0,0,0,0,415552.15359635145,825383.37003908679,1234773.5845177304,1642361.8653287613,2048402.3442412056,2455356.200940297,2862416.5645086486,3263641.4559089397,3659867.831378717,4054412.6509342985,4449146.2790447064,4844407.195359461,5245286.4114350453,5661506.1338095618,6091600.2315246379,6534698.6498825969,6993981.622946742,7471346.2113284701,7955006.2120110039,8441391.6714984067,8926955.0020908322,9409428.243784463,null,null,null,null,null,"Electricity","SOx","Residential",2026,0]
[null,null,null,null,null,null,null,null,null,null,null,null,null,null,null,null,null,null,null,null,null,null,null,null,null,null,null,null,null,null,null,null,null,null,null,null,null,null,null,null,null,null,null,null,null,null,null,null,null,null,null,null,null,null,null,null,null,null,null,null,null,null,null,null,null,null,null,"Electricity","SOx","Residential",2027,0]
[null,null,null,null,null,null,null,null,null,null,null,null,null,null,null,null,null,null,null,null,null,null,null,null,null,null,null,null,null,null,null,null,null,null,null,null,null,null,null,null,null,null,null,null,null,null,null,null,null,null,null,null,null,null,null,null,null,null,null,null,null,null,null,null,null,null,null,"Electricity","SOx","Residential",2028,0]
[null,null,null,null,null,null,null,null,null,null,null,null,null,null,null,null,null,null,null,null,null,null,null,null,null,null,null,null,null,null,null,null,null,null,null,null,null,null,null,null,null,null,null,null,null,null,null,null,null,null,null,null,null,null,null,null,null,null,null,null,null,null,null,null,null,null,null,"Electricity","SOx","Residential",2029,0]
[null,"Total Emissions Savings",2013,2014,2015,2016,2017,2018,2019,2020,2021,2022,2023,2024,2025,2026,2027,2028,2029,2030,2031,2032,2033,2034,2035,2036,2037,2038,2039,2040,null,null,null,"Total Emissions Savings",2013,2014,2015,2016,2017,2018,2019,2020,2021,2022,2023,2024,2025,2026,2027,2028,2029,2030,2031,2032,2033,2034,2035,2036,2037,2038,2039,2040,null,null,null,null,null,"Electricity","SOx","Residential",2030,0]
[null,"Metric tons Per Year",null,null,null,null,null,null,null,null,null,null,null,null,null,null,null,null,null,null,null,null,null,null,null,null,null,null,null,null,null,null,null,"Metric Metric tons Per Year",null,null,null,null,null,null,null,null,null,null,null,null,null,null,null,null,null,null,null,null,null,null,null,null,null,null,null,null,null,null,null,null,null,"Electricity","SOx","Residential",2031,0]
[null,"Emission savings per year",null,null,null,null,null,null,null,null,null,null,null,null,null,null,null,null,null,null,null,null,null,null,null,null,null,null,null,null,null,null,null,"MWh Savings per year",null,null,null,null,null,null,null,null,null,null,null,null,null,null,null,null,null,null,null,null,null,null,null,null,null,null,null,null,null,null,null,null,null,"Electricity","SOx","Residential",2032,0]
[null,"NOx",{"$f":"C28","v":0},{"$f":"D28","v":0},0,0,0,0,0,0,0,0,0,0,0,0,0,0,0,0,0,0,0,0,0,0,0,0,0,0,null,null,null,"NOx",{"$f":"AI28","v":0},{"$f":"AJ28","v":0},0,0,0,0,2058.8558361424307,2030.511415965588,2028.3264688785323,2019.3987768528759,2011.7301823226385,2016.2555184816931,2016.7832074551852,1987.8713228075426,1963.1061432590211,1954.7748635922437,1955.710316799871,1958.3227696230672,1986.158672172663,2062.1633099770729,2130.9039924534627,2195.333983295649,2275.5204643999309,2365.1059445888982,2396.2966056028372,2409.7999089018494,2405.7266659675088,2390.4168005067877,null,null,null,null,null,"Electricity","SOx","Residential",2033,0]
[null,"SOx",{"$f":"C29","v":0},{"$f":"D29","v":0},0,0,0,0,0,0,0,0,0,0,0,0,0,0,0,0,0,0,0,0,0,0,0,0,0,0,null,null,null,"SOx",{"$f":"AI29","v":0},{"$f":"AJ29","v":0},0,0,0,0,2412.6628719694663,2379.4475642302409,2376.8871417753912,2366.4252577014508,2357.4388425389602,2362.74184158458,2363.3602120270089,2329.4799230706299,2300.45893570207,2290.6959553247316,2291.7921628312929,2294.853556359024,2327.4729595295739,2416.53872339178,2497.0922470981159,2572.5943021800931,2666.5605442054034,2771.5409698016156,2808.0916347192297,2823.9154325522586,2819.142217340353,2801.2014060783381,null,null,null,null,null,"Electricity","SOx","Residential",2034,0]
[null,"CH4",{"$f":"C30+C66","v":0},{"$f":"D30+D66","v":0},0,0,0,0,0,0,0,0,0,0,0,0,0,0,0,0,0,0,0,0,0,0,0,0,0,0,null,null,null,"CH4",{"$f":"AI30+AI66","v":0},{"$f":"AJ30+AJ66","v":0},0,0,0,0,8.0329694893002017,7.9223790057532373,7.9138540702147973,7.8790211905186966,7.8491008897352135,7.8667572436461439,7.8688161102017755,7.7560115693613474,7.6593860901908126,7.6268802128024058,7.6305300395380247,7.6407229600196711,7.7493293772164167,8.0458741501967719,8.3140773897403069,8.5654617467921845,8.8783226789941825,9.2278553740033828,9.3495509409671804,9.4022363313192141,9.3863438945396833,9.3266099005550949,null,null,null,null,null,"Electricity","SOx","Residential",2035,0]
[null,"N2O",{"$f":"C31+C67","v":0},{"$f":"D31+D67","v":0},0,0,0,0,0,0,0,0,0,0,0,0,0,0,0,0,0,0,0,0,0,0,0,0,0,0,null,null,null,"N2O",{"$f":"AI31+AI67","v":0},{"$f":"AJ31+AJ67","v":0},0,0,0,0,0.81628241992579986,0.80504459963397346,0.80417832533524747,0.80063872925322699,0.79759833235380129,0.79939250962743325,0.79960172448584566,0.78813891939259917,0.77832017427364009,0.77501704007255012,0.77538792277091328,0.77642369189812732,0.7874598982682518,0.81759374668223828,0.84484762704343563,0.87039243106380715,0.90218427082844888,0.93770256758101789,0.95006884782492607,0.95542255394675046,0.95380761979690787,0.94773765908978458,null,null,null,null,null,"Electricity","SOx","Residential",2036,0]
[null,"CO2",{"$f":"C32+C68","v":0},{"$f":"D32+D68","v":0},0,0,0,0,0,0,0,0,0,0,0,0,0,0,0,0,0,0,0,0,0,0,0,0,0,0,null,null,null,"CO2",{"$f":"AI32+AI68","v":0},{"$f":"AJ32+AJ68","v":0},0,0,0,0,3239871.0436189664,3195267.499957948,3191829.2083228929,3177780.3514906121,3165712.8444181783,3172834.0353859896,3173664.4209794058,3128167.8999301922,3089196.7458062526,3076086.4195391852,3077558.4739233963,3081669.5001089657,3125472.8267238149,3245075.7736035883,3353247.9645672562,3454636.7349735163,3580820.3431984736,3721794.4697486614,3770876.9347160654,3792126.0967912711,3785716.3319087904,3761624.314917048,null,null,null,null,null,"Electricity","SOx","Residential",2037,0]
[null,"CO2e",{"$f":"C33+C69","v":0},{"$f":"D33+D69","v":0},0,0,0,0,0,0,0,0,0,0,0,0,0,0,0,0,0,0,0,0,0,0,0,0,0,0,null,null,null,"CO2e",{"$f":"AI33+AI69","v":0},{"$f":"AJ33+AJ69","v":0},0,0,0,0,3240292.7835284183,3195683.4337429549,3192244.694539221,3178194.0089416816,3166124.931019892,3173247.0489660902,3174077.5426523108,3128575.0992381605,3089598.8721681717,3076486.8393060765,3077959.085310285,3082070.6466356148,3125879.6752091995,3245498.1910222135,3353684.4629568243,3455086.4313238282,3581286.4650986888,3722278.9425074658,3771367.7966286512,3792619.7247459521,3786209.1254927129,3762113.9723992767,null,null,null,null,null,"Electricity","SOx","Residential",2038,0]
[null,"Cumulative Metric tons",null,null,null,null,null,null,null,null,null,null,null,null,null,null,null,null,null,null,null,null,null,null,null,null,null,null,null,null,null,null,null,"Cumulative Metric Metric tons",null,null,null,null,null,null,null,null,null,null,null,null,null,null,null,null,null,null,null,null,null,null,null,null,null,null,null,null,null,null,null,null,null,"Electricity","SOx","Residential",2039,0]
[null,"Cumulative emission savings",null,null,null,null,null,null,null,null,null,null,null,null,null,null,null,null,null,null,null,null,null,null,null,null,null,null,null,null,null,null,null,"Cumulative MWh Savings",null,null,null,null,null,null,null,null,null,null,null,null,null,null,null,null,null,null,null,null,null,null,null,null,null,null,null,null,null,null,null,null,null,"Electricity","SOx","Residential",2040,0]
[null,"NOx",{"$f":"C36","v":0},{"$f":"D36","v":0},0,0,0,0,0,0,0,0,0,0,0,0,0,0,0,0,0,0,0,0,0,0,0,0,0,0,null,null,null,"NOx",{"$f":"AI36","v":0},{"$f":"AJ36","v":0},0,0,0,0,2058.8558361424307,4089.3672521080189,6117.69372098655,8137.092497839426,10148.822680162066,12165.07819864376,14181.861406098942,16169.732728906485,18132.838872165503,20087.61373575775,22043.324052557618,24001.646822180686,25987.80549435335,28049.96880433042,30180.872796783882,32376.20678007953,34651.727244479465,37016.833189068362,39413.1297946712,41822.929703573056,44228.656369540557,46619.073170047355,null,null,null,null,null,"Electricity","CH4","Residential",2013,{"$f":"TRANSPOSE('Energy+Emissions Calculation'!$C$30:$AD$30)","v":0}]
[null,"SOx",{"$f":"C37","v":0},{"$f":"D37","v":0},0,0,0,0,0,0,0,0,0,0,0,0,0,0,0,0,0,0,0,0,0,0,0,0,0,0,null,null,null,"SOx",{"$f":"AI37","v":0},{"$f":"AJ37","v":0},0,0,0,0,2412.6628719694663,4792.1104361997068,7168.9975779750976,9535.4228356765489,11892.86167821551,14255.603519800088,16618.963731827098,18948.443654897728,21248.902590599799,23539.598545924528,25831.390708755822,28126.244265114845,30453.717224644417,32870.255948036189,35367.348195134313,37939.942497314398,40606.503041519813,43378.044011321428,46186.135646040653,49010.051078592915,51829.19329593327,54630.39470201161,null,null,null,null,null,"Electricity","CH4","Residential",2014,0]
[null,"CH4",{"$f":"C38+C72","v":0},{"$f":"D38+D72","v":0},0,0,0,0,0,0,0,0,0,0,0,0,0,0,0,0,0,0,0,0,0,0,0,0,0,0,null,null,null,"CH4",{"$f":"AI38+AI72","v":0},{"$f":"AJ38+AJ72","v":0},0,0,0,0,8.0329694893002017,15.955348495053439,23.869202565268235,31.748223755786931,39.59732464552215,47.464081889168291,55.332897999370068,63.08890956873141,70.748295658922217,78.375175871724622,86.005705911262652,93.646428871282325,101.39575824849874,109.44163239869552,117.75570978843581,126.32117153522799,135.19949421422217,144.42734958822555,153.77690052919277,163.17913686051199,172.56548075505168,181.89209065560675,null,null,null,null,null,"Electricity","CH4","Residential",2015,0]
[null,"N2O",{"$f":"C39+C73","v":0},{"$f":"D39+D73","v":0},0,0,0,0,0,0,0,0,0,0,0,0,0,0,0,0,0,0,0,0,0,0,0,0,0,0,null,null,null,"N2O",{"$f":"AI39+AI73","v":0},{"$f":"AJ39+AJ73","v":0},0,0,0,0,0.81628241992579986,1.6213270195597733,2.4255053448950208,3.2261440741482481,4.0237424065020493,4.8231349161294821,5.6227366406153285,6.410875560007927,7.1891957342815669,7.9642127743541158,8.7396006971250291,9.5160243890231566,10.303484287291409,11.121078033973649,11.965925661017083,12.836318092080889,13.738502362909339,14.676204930490359,15.626273778315285,16.581696332262034,17.535503952058946,18.483241611148728,null,null,null,null,null,"Electricity","CH4","Residential",2016,0]
[null,"CO2",{"$f":"C40+C74","v":0},{"$f":"D40+D74","v":0},0,0,0,0,0,0,0,0,0,0,0,0,0,0,0,0,0,0,0,0,0,0,0,0,0,0,null,null,null,"CO2",{"$f":"AI40+AI74","v":0},{"$f":"AJ40+AJ74","v":0},0,0,0,0,3239871.0436189664,6435138.5435769139,9626967.7518998068,12804748.103390418,15970460.947808597,19143294.983194582,22316959.404173989,25445127.304104183,28534324.049910434,31610410.469449621,34687968.943373017,37769638.443481982,40895111.270205788,44140187.043809384,47493435.008376636,50948071.743350148,54528892.086548634,58250686.556297295,62021563.491013363,65813689.587804638,69599405.919713423,73361030.234630466,null,null,null,null,null,"Electricity","CH4","Residential",2017,0]
[null,"CO2e",{"$f":"C41+C75","v":0},{"$f":"D41+D75","v":0},0,0,0,0,0,0,0,0,0,0,0,0,0,0,0,0,0,0,0,0,0,0,0,0,0,0,null,null,null,"CO2e",{"$f":"AI41+AI75","v":0},{"$f":"AJ41+AJ75","v":0},0,0,0,0,3240292.7835284183,6435976.2172713736,9628220.9118105937,12806414.920752276,15972539.851772169,19145786.900738258,22319864.443390571,25448439.542628728,28538038.414796896,31614525.254102975,34692484.339413255,37774554.986048877,40900434.661258072,44145932.852280281,47499617.315237105,50954703.746560939,54535990.211659625,58258269.154167101,62029636.950795747,65822256.675541699,69608465.801034421,73370579.7734337,null,null,null,null,null,"Electricity","CH4","Residential",2018,0]
[null,null,null,null,null,null,null,null,null,null,null,null,null,null,null,null,null,null,null,null,null,null,null,null,null,null,null,null,null,null,null,null,null,null,null,null,null,null,null,null,null,null,null,null,null,null,null,null,null,null,null,null,null,null,null,null,null,null,null,null,null,null,null,null,null,null,null,"Electricity","CH4","Residential",2019,0]
[null,null,null,null,null,null,null,null,null,null,null,null,null,null,null,null,null,null,null,null,null,null,null,null,null,null,null,null,null,null,null,null,null,null,null,null,null,null,null,null,null,null,null,null,null,null,null,null,null,null,null,null,null,null,null,null,null,null,null,null,null,null,null,null,null,null,null,"Electricity","CH4","Residential",2020,0]
[null,null,null,null,null,null,null,null,null,null,null,null,null,null,null,null,null,null,null,null,null,null,null,null,null,null,null,null,null,null,null,null,null,null,null,null,null,null,null,null,null,null,null,null,null,null,null,null,null,null,null,null,null,null,null,null,null,null,null,null,null,null,null,null,null,null,null,"Electricity","CH4","Residential",2021,0]
[null,null,null,null,null,null,null,null,null,null,null,null,null,null,null,null,null,null,null,null,null,null,null,null,null,null,null,null,null,null,null,null,null,null,null,null,null,null,null,null,null,null,null,null,null,null,null,null,null,null,null,null,null,null,null,null,null,null,null,null,null,null,null,null,null,null,null,"Electricity","CH4","Residential",2022,0]
[null,null,null,null,null,null,null,null,null,null,null,null,null,null,null,null,null,null,null,null,null,null,null,null,null,null,null,null,null,null,null,null,null,null,null,null,null,null,null,null,null,null,null,null,null,null,null,null,null,null,null,null,null,null,null,null,null,null,null,null,null,null,null,null,null,null,null,"Electricity","CH4","Residential",2023,0]
[null,null,null,null,null,null,null,null,null,null,null,null,null,null,null,null,null,null,null,null,null,null,null,null,null,null,null,null,null,null,null,null,null,null,null,null,null,null,null,null,null,null,null,null,null,null,null,null,null,null,null,null,null,null,null,null,null,null,null,null,null,null,null,null,null,null,null,"Electricity","CH4","Residential",2024,0]
[null,null,null,null,null,null,null,null,null,null,null,null,null,null,null,null,null,null,null,null,null,null,null,null,null,null,null,null,null,null,null,null,null,null,null,null,null,null,null,null,null,null,null,null,null,null,null,null,null,null,null,null,null,null,null,null,null,null,null,null,null,null,null,null,null,null,null,"Electricity","CH4","Residential",2025,0]
[null,null,null,null,null,null,null,null,null,null,null,null,null,null,null,null,null,null,null,null,null,null,null,null,null,null,null,null,null,null,null,null,null,null,null,null,null,null,null,null,null,null,null,null,null,null,null,null,null,null,null,null,null,null,null,null,null,null,null,null,null,null,null,null,null,null,null,"Electricity","CH4","Residential",2026,0]
[null,null,null,null,null,null,null,null,null,null,null,null,null,null,null,null,null,null,null,null,null,null,null,null,null,null,null,null,null,null,null,null,null,null,null,null,null,null,null,null,null,null,null,null,null,null,null,null,null,null,null,null,null,null,null,null,null,null,null,null,null,null,null,null,null,null,null,"Electricity","CH4","Residential",2027,0]
[null,null,null,null,null,null,null,null,null,null,null,null,null,null,null,null,null,null,null,null,null,null,null,null,null,null,null,null,null,null,null,null,null,null,null,null,null,null,null,null,null,null,null,null,null,null,null,null,null,null,null,null,null,null,null,null,null,null,null,null,null,null,null,null,null,null,null,"Electricity","CH4","Residential",2028,0]
[null,null,null,null,null,null,null,null,null,null,null,null,null,null,null,null,null,null,null,null,null,null,null,null,null,null,null,null,null,null,null,null,null,null,null,null,null,null,null,null,null,null,null,null,null,null,null,null,null,null,null,null,null,null,null,null,null,null,null,null,null,null,null,null,null,null,null,"Electricity","CH4","Residential",2029,0]
[null,null,null,null,null,null,null,null,null,null,null,null,null,null,null,null,null,null,null,null,null,null,null,null,null,null,null,null,null,null,null,null,null,null,null,null,null,null,null,null,null,null,null,null,null,null,null,null,null,null,null,null,null,null,null,null,null,null,null,null,null,null,null,null,null,null,null,"Electricity","CH4","Residential",2030,0]
[null,null,null,null,null,null,null,null,null,null,null,null,null,null,null,null,null,null,null,null,null,null,null,null,null,null,null,null,null,null,null,null,null,null,null,null,null,null,null,null,null,null,null,null,null,null,null,null,null,null,null,null,null,null,null,null,null,null,null,null,null,null,null,null,null,null,null,"Electricity","CH4","Residential",2031,0]
[null,null,null,null,null,null,null,null,null,null,null,null,null,null,null,null,null,null,null,null,null,null,null,null,null,null,null,null,null,null,null,null,null,null,null,null,null,null,null,null,null,null,null,null,null,null,null,null,null,null,null,null,null,null,null,null,null,null,null,null,null,null,null,null,null,null,null,"Electricity","CH4","Residential",2032,0]
[null,null,null,null,null,null,null,null,null,null,null,null,null,null,null,null,null,null,null,null,null,null,null,null,null,null,null,null,null,null,null,null,null,null,null,null,null,null,null,null,null,null,null,null,null,null,null,null,null,null,null,null,null,null,null,null,null,null,null,null,null,null,null,null,null,null,null,"Electricity","CH4","Residential",2033,0]
[null,null,null,null,null,null,null,null,null,null,null,null,null,null,null,null,null,null,null,null,null,null,null,null,null,null,null,null,null,null,null,null,null,null,null,null,null,null,null,null,null,null,null,null,null,null,null,null,null,null,null,null,null,null,null,null,null,null,null,null,null,null,null,null,null,null,null,"Electricity","CH4","Residential",2034,0]
[null,null,null,null,null,null,null,null,null,null,null,null,null,null,null,null,null,null,null,null,null,null,null,null,null,null,null,null,null,null,null,null,null,null,null,null,null,null,null,null,null,null,null,null,null,null,null,null,null,null,null,null,null,null,null,null,null,null,null,null,null,null,null,null,null,null,null,"Electricity","CH4","Residential",2035,0]
[null,null,null,null,null,null,null,null,null,null,null,null,null,null,null,null,null,null,null,null,null,null,null,null,null,null,null,null,null,null,null,null,null,null,null,null,null,null,null,null,null,null,null,null,null,null,null,null,null,null,null,null,null,null,null,null,null,null,null,null,null,null,null,null,null,null,null,"Electricity","CH4","Residential",2036,0]
[null,null,null,null,null,null,null,null,null,null,null,null,null,null,null,null,null,null,null,null,null,null,null,null,null,null,null,null,null,null,null,null,null,null,null,null,null,null,null,null,null,null,null,null,null,null,null,null,null,null,null,null,null,null,null,null,null,null,null,null,null,null,null,null,null,null,null,"Electricity","CH4","Residential",2037,0]
[null,null,null,null,null,null,null,null,null,null,null,null,null,null,null,null,null,null,null,null,null,null,null,null,null,null,null,null,null,null,null,null,null,null,null,null,null,null,null,null,null,null,null,null,null,null,null,null,null,null,null,null,null,null,null,null,null,null,null,null,null,null,null,null,null,null,null,"Electricity","CH4","Residential",2038,0]
[null,null,null,null,null,null,null,null,null,null,null,null,null,null,null,null,null,null,null,null,null,null,null,null,null,null,null,null,null,null,null,null,null,null,null,null,null,null,null,null,null,null,null,null,null,null,null,null,null,null,null,null,null,null,null,null,null,null,null,null,null,null,null,null,null,null,null,"Electricity","CH4","Residential",2039,0]
[null,null,null,null,null,null,null,null,null,null,null,null,null,null,null,null,null,null,null,null,null,null,null,null,null,null,null,null,null,null,null,null,null,null,null,null,null,null,null,null,null,null,null,null,null,null,null,null,null,null,null,null,null,null,null,null,null,null,null,null,null,null,null,null,null,null,null,"Electricity","CH4","Residential",2040,0]
[null,null,null,null,null,null,null,null,null,null,null,null,null,null,null,null,null,null,null,null,null,null,null,null,null,null,null,null,null,null,null,null,null,null,null,null,null,null,null,null,null,null,null,null,null,null,null,null,null,null,null,null,null,null,null,null,null,null,null,null,null,null,null,null,null,null,null,"Electricity","N2O","Residential",2013,{"$f":"TRANSPOSE('Energy+Emissions Calculation'!$C$31:$AD$31)","v":0}]
[null,null,null,null,null,null,null,null,null,null,null,null,null,null,null,null,null,null,null,null,null,null,null,null,null,null,null,null,null,null,null,null,null,null,null,null,null,null,null,null,null,null,null,null,null,null,null,null,null,null,null,null,null,null,null,null,null,null,null,null,null,null,null,null,null,null,null,"Electricity","N2O","Residential",2014,0]
[null,null,null,null,null,null,null,null,null,null,null,null,null,null,null,null,null,null,null,null,null,null,null,null,null,null,null,null,null,null,null,null,null,null,null,null,null,null,null,null,null,null,null,null,null,null,null,null,null,null,null,null,null,null,null,null,null,null,null,null,null,null,null,null,null,null,null,"Electricity","N2O","Residential",2015,0]
[null,null,null,null,null,null,null,null,null,null,null,null,null,null,null,null,null,null,null,null,null,null,null,null,null,null,null,null,null,null,null,null,null,null,null,null,null,null,null,null,null,null,null,null,null,null,null,null,null,null,null,null,null,null,null,null,null,null,null,null,null,null,null,null,null,null,null,"Electricity","N2O","Residential",2016,0]
[null,null,null,null,null,null,null,null,null,null,null,null,null,null,null,null,null,null,null,null,null,null,null,null,null,null,null,null,null,null,null,null,null,null,null,null,null,null,null,null,null,null,null,null,null,null,null,null,null,null,null,null,null,null,null,null,null,null,null,null,null,null,null,null,null,null,null,"Electricity","N2O","Residential",2017,0]
[null,null,null,null,null,null,null,null,null,null,null,null,null,null,null,null,null,null,null,null,null,null,null,null,null,null,null,null,null,null,null,null,null,null,null,null,null,null,null,null,null,null,null,null,null,null,null,null,null,null,null,null,null,null,null,null,null,null,null,null,null,null,null,null,null,null,null,"Electricity","N2O","Residential",2018,0]
[null,null,null,null,null,null,null,null,null,null,null,null,null,null,null,null,null,null,null,null,null,null,null,null,null,null,null,null,null,null,null,null,null,null,null,null,null,null,null,null,null,null,null,null,null,null,null,null,null,null,null,null,null,null,null,null,null,null,null,null,null,null,null,null,null,null,null,"Electricity","N2O","Residential",2019,0]
[null,null,null,null,null,null,null,null,null,null,null,null,null,null,null,null,null,null,null,null,null,null,null,null,null,null,null,null,null,null,null,null,null,null,null,null,null,null,null,null,null,null,null,null,null,null,null,null,null,null,null,null,null,null,null,null,null,null,null,null,null,null,null,null,null,null,null,"Electricity","N2O","Residential",2020,0]
[null,null,null,null,null,null,null,null,null,null,null,null,null,null,null,null,null,null,null,null,null,null,null,null,null,null,null,null,null,null,null,null,null,null,null,null,null,null,null,null,null,null,null,null,null,null,null,null,null,null,null,null,null,null,null,null,null,null,null,null,null,null,null,null,null,null,null,"Electricity","N2O","Residential",2021,0]
[null,null,null,null,null,null,null,null,null,null,null,null,null,null,null,null,null,null,null,null,null,null,null,null,null,null,null,null,null,null,null,null,null,null,null,null,null,null,null,null,null,null,null,null,null,null,null,null,null,null,null,null,null,null,null,null,null,null,null,null,null,null,null,null,null,null,null,"Electricity","N2O","Residential",2022,0]
[null,null,null,null,null,null,null,null,null,null,null,null,null,null,null,null,null,null,null,null,null,null,null,null,null,null,null,null,null,null,null,null,null,null,null,null,null,null,null,null,null,null,null,null,null,null,null,null,null,null,null,null,null,null,null,null,null,null,null,null,null,null,null,null,null,null,null,"Electricity","N2O","Residential",2023,0]
[null,null,null,null,null,null,null,null,null,null,null,null,null,null,null,null,null,null,null,null,null,null,null,null,null,null,null,null,null,null,null,null,null,null,null,null,null,null,null,null,null,null,null,null,null,null,null,null,null,null,null,null,null,null,null,null,null,null,null,null,null,null,null,null,null,null,null,"Electricity","N2O","Residential",2024,0]
[null,null,null,null,null,null,null,null,null,null,null,null,null,null,null,null,null,null,null,null,null,null,null,null,null,null,null,null,null,null,null,null,null,null,null,null,null,null,null,null,null,null,null,null,null,null,null,null,null,null,null,null,null,null,null,null,null,null,null,null,null,null,null,null,null,null,null,"Electricity","N2O","Residential",2025,0]
[null,null,null,null,null,null,null,null,null,null,null,null,null,null,null,null,null,null,null,null,null,null,null,null,null,null,null,null,null,null,null,null,null,null,null,null,null,null,null,null,null,null,null,null,null,null,null,null,null,null,null,null,null,null,null,null,null,null,null,null,null,null,null,null,null,null,null,"Electricity","N2O","Residential",2026,0]
[null,null,null,null,null,null,null,null,null,null,null,null,null,null,null,null,null,null,null,null,null,null,null,null,null,null,null,null,null,null,null,null,null,null,null,null,null,null,null,null,null,null,null,null,null,null,null,null,null,null,null,null,null,null,null,null,null,null,null,null,null,null,null,null,null,null,null,"Electricity","N2O","Residential",2027,0]
[null,null,null,null,null,null,null,null,null,null,null,null,null,null,null,null,null,null,null,null,null,null,null,null,null,null,null,null,null,null,null,null,null,null,null,null,null,null,null,null,null,null,null,null,null,null,null,null,null,null,null,null,null,null,null,null,null,null,null,null,null,null,null,null,null,null,null,"Electricity","N2O","Residential",2028,0]
[null,null,null,null,null,null,null,null,null,null,null,null,null,null,null,null,null,null,null,null,null,null,null,null,null,null,null,null,null,null,null,null,null,null,null,null,null,null,null,null,null,null,null,null,null,null,null,null,null,null,null,null,null,null,null,null,null,null,null,null,null,null,null,null,null,null,null,"Electricity","N2O","Residential",2029,0]
[null,null,null,null,null,null,null,null,null,null,null,null,null,null,null,null,null,null,null,null,null,null,null,null,null,null,null,null,null,null,null,null,null,null,null,null,null,null,null,null,null,null,null,null,null,null,null,null,null,null,null,null,null,null,null,null,null,null,null,null,null,null,null,null,null,null,null,"Electricity","N2O","Residential",2030,0]
[null,null,null,null,null,null,null,null,null,null,null,null,null,null,null,null,null,null,null,null,null,null,null,null,null,null,null,null,null,null,null,null,null,null,null,null,null,null,null,null,null,null,null,null,null,null,null,null,null,null,null,null,null,null,null,null,null,null,null,null,null,null,null,null,null,null,null,"Electricity","N2O","Residential",2031,0]
[null,null,null,null,null,null,null,null,null,null,null,null,null,null,null,null,null,null,null,null,null,null,null,null,null,null,null,null,null,null,null,null,null,null,null,null,null,null,null,null,null,null,null,null,null,null,null,null,null,null,null,null,null,null,null,null,null,null,null,null,null,null,null,null,null,null,null,"Electricity","N2O","Residential",2032,0]
[null,null,null,null,null,null,null,null,null,null,null,null,null,null,null,null,null,null,null,null,null,null,null,null,null,null,null,null,null,null,null,null,null,null,null,null,null,null,null,null,null,null,null,null,null,null,null,null,null,null,null,null,null,null,null,null,null,null,null,null,null,null,null,null,null,null,null,"Electricity","N2O","Residential",2033,0]
[null,null,null,null,null,null,null,null,null,null,null,null,null,null,null,null,null,null,null,null,null,null,null,null,null,null,null,null,null,null,null,null,null,null,null,null,null,null,null,null,null,null,null,null,null,null,null,null,null,null,null,null,null,null,null,null,null,null,null,null,null,null,null,null,null,null,null,"Electricity","N2O","Residential",2034,0]
[null,null,null,null,null,null,null,null,null,null,null,null,null,null,null,null,null,null,null,null,null,null,null,null,null,null,null,null,null,null,null,null,null,null,null,null,null,null,null,null,null,null,null,null,null,null,null,null,null,null,null,null,null,null,null,null,null,null,null,null,null,null,null,null,null,null,null,"Electricity","N2O","Residential",2035,0]
[null,null,null,null,null,null,null,null,null,null,null,null,null,null,null,null,null,null,null,null,null,null,null,null,null,null,null,null,null,null,null,null,null,null,null,null,null,null,null,null,null,null,null,null,null,null,null,null,null,null,null,null,null,null,null,null,null,null,null,null,null,null,null,null,null,null,null,"Electricity","N2O","Residential",2036,0]
[null,null,null,null,null,null,null,null,null,null,null,null,null,null,null,null,null,null,null,null,null,null,null,null,null,null,null,null,null,null,null,null,null,null,null,null,null,null,null,null,null,null,null,null,null,null,null,null,null,null,null,null,null,null,null,null,null,null,null,null,null,null,null,null,null,null,null,"Electricity","N2O","Residential",2037,0]
[null,null,null,null,null,null,null,null,null,null,null,null,null,null,null,null,null,null,null,null,null,null,null,null,null,null,null,null,null,null,null,null,null,null,null,null,null,null,null,null,null,null,null,null,null,null,null,null,null,null,null,null,null,null,null,null,null,null,null,null,null,null,null,null,null,null,null,"Electricity","N2O","Residential",2038,0]
[null,null,null,null,null,null,null,null,null,null,null,null,null,null,null,null,null,null,null,null,null,null,null,null,null,null,null,null,null,null,null,null,null,null,null,null,null,null,null,null,null,null,null,null,null,null,null,null,null,null,null,null,null,null,null,null,null,null,null,null,null,null,null,null,null,null,null,"Electricity","N2O","Residential",2039,0]
[null,null,null,null,null,null,null,null,null,null,null,null,null,null,null,null,null,null,null,null,null,null,null,null,null,null,null,null,null,null,null,null,null,null,null,null,null,null,null,null,null,null,null,null,null,null,null,null,null,null,null,null,null,null,null,null,null,null,null,null,null,null,null,null,null,null,null,"Electricity","N2O","Residential",2040,0]
[null,null,null,null,null,null,null,null,null,null,null,null,null,null,null,null,null,null,null,null,null,null,null,null,null,null,null,null,null,null,null,null,null,null,null,null,null,null,null,null,null,null,null,null,null,null,null,null,null,null,null,null,null,null,null,null,null,null,null,null,null,null,null,null,null,null,null,"Electricity","CO2","Residential",2013,{"$f":"TRANSPOSE('Energy+Emissions Calculation'!$C$32:$AD$32)","v":0}]
[null,null,null,null,null,null,null,null,null,null,null,null,null,null,null,null,null,null,null,null,null,null,null,null,null,null,null,null,null,null,null,null,null,null,null,null,null,null,null,null,null,null,null,null,null,null,null,null,null,null,null,null,null,null,null,null,null,null,null,null,null,null,null,null,null,null,null,"Electricity","CO2","Residential",2014,0]
[null,null,null,null,null,null,null,null,null,null,null,null,null,null,null,null,null,null,null,null,null,null,null,null,null,null,null,null,null,null,null,null,null,null,null,null,null,null,null,null,null,null,null,null,null,null,null,null,null,null,null,null,null,null,null,null,null,null,null,null,null,null,null,null,null,null,null,"Electricity","CO2","Residential",2015,0]
[null,null,null,null,null,null,null,null,null,null,null,null,null,null,null,null,null,null,null,null,null,null,null,null,null,null,null,null,null,null,null,null,null,null,null,null,null,null,null,null,null,null,null,null,null,null,null,null,null,null,null,null,null,null,null,null,null,null,null,null,null,null,null,null,null,null,null,"Electricity","CO2","Residential",2016,0]
[null,null,null,null,null,null,null,null,null,null,null,null,null,null,null,null,null,null,null,null,null,null,null,null,null,null,null,null,null,null,null,null,null,null,null,null,null,null,null,null,null,null,null,null,null,null,null,null,null,null,null,null,null,null,null,null,null,null,null,null,null,null,null,null,null,null,null,"Electricity","CO2","Residential",2017,0]
[null,null,null,null,null,null,null,null,null,null,null,null,null,null,null,null,null,null,null,null,null,null,null,null,null,null,null,null,null,null,null,null,null,null,null,null,null,null,null,null,null,null,null,null,null,null,null,null,null,null,null,null,null,null,null,null,null,null,null,null,null,null,null,null,null,null,null,"Electricity","CO2","Residential",2018,0]
[null,null,null,null,null,null,null,null,null,null,null,null,null,null,null,null,null,null,null,null,null,null,null,null,null,null,null,null,null,null,null,null,null,null,null,null,null,null,null,null,null,null,null,null,null,null,null,null,null,null,null,null,null,null,null,null,null,null,null,null,null,null,null,null,null,null,null,"Electricity","CO2","Residential",2019,0]
[null,null,null,null,null,null,null,null,null,null,null,null,null,null,null,null,null,null,null,null,null,null,null,null,null,null,null,null,null,null,null,null,null,null,null,null,null,null,null,null,null,null,null,null,null,null,null,null,null,null,null,null,null,null,null,null,null,null,null,null,null,null,null,null,null,null,null,"Electricity","CO2","Residential",2020,0]
[null,null,null,null,null,null,null,null,null,null,null,null,null,null,null,null,null,null,null,null,null,null,null,null,null,null,null,null,null,null,null,null,null,null,null,null,null,null,null,null,null,null,null,null,null,null,null,null,null,null,null,null,null,null,null,null,null,null,null,null,null,null,null,null,null,null,null,"Electricity","CO2","Residential",2021,0]
[null,null,null,null,null,null,null,null,null,null,null,null,null,null,null,null,null,null,null,null,null,null,null,null,null,null,null,null,null,null,null,null,null,null,null,null,null,null,null,null,null,null,null,null,null,null,null,null,null,null,null,null,null,null,null,null,null,null,null,null,null,null,null,null,null,null,null,"Electricity","CO2","Residential",2022,0]
[null,null,null,null,null,null,null,null,null,null,null,null,null,null,null,null,null,null,null,null,null,null,null,null,null,null,null,null,null,null,null,null,null,null,null,null,null,null,null,null,null,null,null,null,null,null,null,null,null,null,null,null,null,null,null,null,null,null,null,null,null,null,null,null,null,null,null,"Electricity","CO2","Residential",2023,0]
[null,null,null,null,null,null,null,null,null,null,null,null,null,null,null,null,null,null,null,null,null,null,null,null,null,null,null,null,null,null,null,null,null,null,null,null,null,null,null,null,null,null,null,null,null,null,null,null,null,null,null,null,null,null,null,null,null,null,null,null,null,null,null,null,null,null,null,"Electricity","CO2","Residential",2024,0]
[null,null,null,null,null,null,null,null,null,null,null,null,null,null,null,null,null,null,null,null,null,null,null,null,null,null,null,null,null,null,null,null,null,null,null,null,null,null,null,null,null,null,null,null,null,null,null,null,null,null,null,null,null,null,null,null,null,null,null,null,null,null,null,null,null,null,null,"Electricity","CO2","Residential",2025,0]
[null,null,null,null,null,null,null,null,null,null,null,null,null,null,null,null,null,null,null,null,null,null,null,null,null,null,null,null,null,null,null,null,null,null,null,null,null,null,null,null,null,null,null,null,null,null,null,null,null,null,null,null,null,null,null,null,null,null,null,null,null,null,null,null,null,null,null,"Electricity","CO2","Residential",2026,0]
[null,null,null,null,null,null,null,null,null,null,null,null,null,null,null,null,null,null,null,null,null,null,null,null,null,null,null,null,null,null,null,null,null,null,null,null,null,null,null,null,null,null,null,null,null,null,null,null,null,null,null,null,null,null,null,null,null,null,null,null,null,null,null,null,null,null,null,"Electricity","CO2","Residential",2027,0]
[null,null,null,null,null,null,null,null,null,null,null,null,null,null,null,null,null,null,null,null,null,null,null,null,null,null,null,null,null,null,null,null,null,null,null,null,null,null,null,null,null,null,null,null,null,null,null,null,null,null,null,null,null,null,null,null,null,null,null,null,null,null,null,null,null,null,null,"Electricity","CO2","Residential",2028,0]
[null,null,null,null,null,null,null,null,null,null,null,null,null,null,null,null,null,null,null,null,null,null,null,null,null,null,null,null,null,null,null,null,null,null,null,null,null,null,null,null,null,null,null,null,null,null,null,null,null,null,null,null,null,null,null,null,null,null,null,null,null,null,null,null,null,null,null,"Electricity","CO2","Residential",2029,0]
[null,null,null,null,null,null,null,null,null,null,null,null,null,null,null,null,null,null,null,null,null,null,null,null,null,null,null,null,null,null,null,null,null,null,null,null,null,null,null,null,null,null,null,null,null,null,null,null,null,null,null,null,null,null,null,null,null,null,null,null,null,null,null,null,null,null,null,"Electricity","CO2","Residential",2030,0]
[null,null,null,null,null,null,null,null,null,null,null,null,null,null,null,null,null,null,null,null,null,null,null,null,null,null,null,null,null,null,null,null,null,null,null,null,null,null,null,null,null,null,null,null,null,null,null,null,null,null,null,null,null,null,null,null,null,null,null,null,null,null,null,null,null,null,null,"Electricity","CO2","Residential",2031,0]
[null,null,null,null,null,null,null,null,null,null,null,null,null,null,null,null,null,null,null,null,null,null,null,null,null,null,null,null,null,null,null,null,null,null,null,null,null,null,null,null,null,null,null,null,null,null,null,null,null,null,null,null,null,null,null,null,null,null,null,null,null,null,null,null,null,null,null,"Electricity","CO2","Residential",2032,0]
[null,null,null,null,null,null,null,null,null,null,null,null,null,null,null,null,null,null,null,null,null,null,null,null,null,null,null,null,null,null,null,null,null,null,null,null,null,null,null,null,null,null,null,null,null,null,null,null,null,null,null,null,null,null,null,null,null,null,null,null,null,null,null,null,null,null,null,"Electricity","CO2","Residential",2033,0]
[null,null,null,null,null,null,null,null,null,null,null,null,null,null,null,null,null,null,null,null,null,null,null,null,null,null,null,null,null,null,null,null,null,null,null,null,null,null,null,null,null,null,null,null,null,null,null,null,null,null,null,null,null,null,null,null,null,null,null,null,null,null,null,null,null,null,null,"Electricity","CO2","Residential",2034,0]
[null,null,null,null,null,null,null,null,null,null,null,null,null,null,null,null,null,null,null,null,null,null,null,null,null,null,null,null,null,null,null,null,null,null,null,null,null,null,null,null,null,null,null,null,null,null,null,null,null,null,null,null,null,null,null,null,null,null,null,null,null,null,null,null,null,null,null,"Electricity","CO2","Residential",2035,0]
[null,null,null,null,null,null,null,null,null,null,null,null,null,null,null,null,null,null,null,null,null,null,null,null,null,null,null,null,null,null,null,null,null,null,null,null,null,null,null,null,null,null,null,null,null,null,null,null,null,null,null,null,null,null,null,null,null,null,null,null,null,null,null,null,null,null,null,"Electricity","CO2","Residential",2036,0]
[null,null,null,null,null,null,null,null,null,null,null,null,null,null,null,null,null,null,null,null,null,null,null,null,null,null,null,null,null,null,null,null,null,null,null,null,null,null,null,null,null,null,null,null,null,null,null,null,null,null,null,null,null,null,null,null,null,null,null,null,null,null,null,null,null,null,null,"Electricity","CO2","Residential",2037,0]
[null,null,null,null,null,null,null,null,null,null,null,null,null,null,null,null,null,null,null,null,null,null,null,null,null,null,null,null,null,null,null,null,null,null,null,null,null,null,null,null,null,null,null,null,null,null,null,null,null,null,null,null,null,null,null,null,null,null,null,null,null,null,null,null,null,null,null,"Electricity","CO2","Residential",2038,0]
[null,null,null,null,null,null,null,null,null,null,null,null,null,null,null,null,null,null,null,null,null,null,null,null,null,null,null,null,null,null,null,null,null,null,null,null,null,null,null,null,null,null,null,null,null,null,null,null,null,null,null,null,null,null,null,null,null,null,null,null,null,null,null,null,null,null,null,"Electricity","CO2","Residential",2039,0]
[null,null,null,null,null,null,null,null,null,null,null,null,null,null,null,null,null,null,null,null,null,null,null,null,null,null,null,null,null,null,null,null,null,null,null,null,null,null,null,null,null,null,null,null,null,null,null,null,null,null,null,null,null,null,null,null,null,null,null,null,null,null,null,null,null,null,null,"Electricity","CO2","Residential",2040,0]
[null,null,null,null,null,null,null,null,null,null,null,null,null,null,null,null,null,null,null,null,null,null,null,null,null,null,null,null,null,null,null,null,null,null,null,null,null,null,null,null,null,null,null,null,null,null,null,null,null,null,null,null,null,null,null,null,null,null,null,null,null,null,null,null,null,null,null,"Electricity","CO2e","Residential",2013,{"$f":"TRANSPOSE('Energy+Emissions Calculation'!$C$33:$AD$33)","v":0}]
[null,null,null,null,null,null,null,null,null,null,null,null,null,null,null,null,null,null,null,null,null,null,null,null,null,null,null,null,null,null,null,null,null,null,null,null,null,null,null,null,null,null,null,null,null,null,null,null,null,null,null,null,null,null,null,null,null,null,null,null,null,null,null,null,null,null,null,"Electricity","CO2e","Residential",2014,0]
[null,null,null,null,null,null,null,null,null,null,null,null,null,null,null,null,null,null,null,null,null,null,null,null,null,null,null,null,null,null,null,null,null,null,null,null,null,null,null,null,null,null,null,null,null,null,null,null,null,null,null,null,null,null,null,null,null,null,null,null,null,null,null,null,null,null,null,"Electricity","CO2e","Residential",2015,0]
[null,null,null,null,null,null,null,null,null,null,null,null,null,null,null,null,null,null,null,null,null,null,null,null,null,null,null,null,null,null,null,null,null,null,null,null,null,null,null,null,null,null,null,null,null,null,null,null,null,null,null,null,null,null,null,null,null,null,null,null,null,null,null,null,null,null,null,"Electricity","CO2e","Residential",2016,0]
[null,null,null,null,null,null,null,null,null,null,null,null,null,null,null,null,null,null,null,null,null,null,null,null,null,null,null,null,null,null,null,null,null,null,null,null,null,null,null,null,null,null,null,null,null,null,null,null,null,null,null,null,null,null,null,null,null,null,null,null,null,null,null,null,null,null,null,"Electricity","CO2e","Residential",2017,0]
[null,null,null,null,null,null,null,null,null,null,null,null,null,null,null,null,null,null,null,null,null,null,null,null,null,null,null,null,null,null,null,null,null,null,null,null,null,null,null,null,null,null,null,null,null,null,null,null,null,null,null,null,null,null,null,null,null,null,null,null,null,null,null,null,null,null,null,"Electricity","CO2e","Residential",2018,0]
[null,null,null,null,null,null,null,null,null,null,null,null,null,null,null,null,null,null,null,null,null,null,null,null,null,null,null,null,null,null,null,null,null,null,null,null,null,null,null,null,null,null,null,null,null,null,null,null,null,null,null,null,null,null,null,null,null,null,null,null,null,null,null,null,null,null,null,"Electricity","CO2e","Residential",2019,0]
[null,null,null,null,null,null,null,null,null,null,null,null,null,null,null,null,null,null,null,null,null,null,null,null,null,null,null,null,null,null,null,null,null,null,null,null,null,null,null,null,null,null,null,null,null,null,null,null,null,null,null,null,null,null,null,null,null,null,null,null,null,null,null,null,null,null,null,"Electricity","CO2e","Residential",2020,0]
[null,null,null,null,null,null,null,null,null,null,null,null,null,null,null,null,null,null,null,null,null,null,null,null,null,null,null,null,null,null,null,null,null,null,null,null,null,null,null,null,null,null,null,null,null,null,null,null,null,null,null,null,null,null,null,null,null,null,null,null,null,null,null,null,null,null,null,"Electricity","CO2e","Residential",2021,0]
[null,null,null,null,null,null,null,null,null,null,null,null,null,null,null,null,null,null,null,null,null,null,null,null,null,null,null,null,null,null,null,null,null,null,null,null,null,null,null,null,null,null,null,null,null,null,null,null,null,null,null,null,null,null,null,null,null,null,null,null,null,null,null,null,null,null,null,"Electricity","CO2e","Residential",2022,0]
[null,null,null,null,null,null,null,null,null,null,null,null,null,null,null,null,null,null,null,null,null,null,null,null,null,null,null,null,null,null,null,null,null,null,null,null,null,null,null,null,null,null,null,null,null,null,null,null,null,null,null,null,null,null,null,null,null,null,null,null,null,null,null,null,null,null,null,"Electricity","CO2e","Residential",2023,0]
[null,null,null,null,null,null,null,null,null,null,null,null,null,null,null,null,null,null,null,null,null,null,null,null,null,null,null,null,null,null,null,null,null,null,null,null,null,null,null,null,null,null,null,null,null,null,null,null,null,null,null,null,null,null,null,null,null,null,null,null,null,null,null,null,null,null,null,"Electricity","CO2e","Residential",2024,0]
[null,null,null,null,null,null,null,null,null,null,null,null,null,null,null,null,null,null,null,null,null,null,null,null,null,null,null,null,null,null,null,null,null,null,null,null,null,null,null,null,null,null,null,null,null,null,null,null,null,null,null,null,null,null,null,null,null,null,null,null,null,null,null,null,null,null,null,"Electricity","CO2e","Residential",2025,0]
[null,null,null,null,null,null,null,null,null,null,null,null,null,null,null,null,null,null,null,null,null,null,null,null,null,null,null,null,null,null,null,null,null,null,null,null,null,null,null,null,null,null,null,null,null,null,null,null,null,null,null,null,null,null,null,null,null,null,null,null,null,null,null,null,null,null,null,"Electricity","CO2e","Residential",2026,0]
[null,null,null,null,null,null,null,null,null,null,null,null,null,null,null,null,null,null,null,null,null,null,null,null,null,null,null,null,null,null,null,null,null,null,null,null,null,null,null,null,null,null,null,null,null,null,null,null,null,null,null,null,null,null,null,null,null,null,null,null,null,null,null,null,null,null,null,"Electricity","CO2e","Residential",2027,0]
[null,null,null,null,null,null,null,null,null,null,null,null,null,null,null,null,null,null,null,null,null,null,null,null,null,null,null,null,null,null,null,null,null,null,null,null,null,null,null,null,null,null,null,null,null,null,null,null,null,null,null,null,null,null,null,null,null,null,null,null,null,null,null,null,null,null,null,"Electricity","CO2e","Residential",2028,0]
[null,null,null,null,null,null,null,null,null,null,null,null,null,null,null,null,null,null,null,null,null,null,null,null,null,null,null,null,null,null,null,null,null,null,null,null,null,null,null,null,null,null,null,null,null,null,null,null,null,null,null,null,null,null,null,null,null,null,null,null,null,null,null,null,null,null,null,"Electricity","CO2e","Residential",2029,0]
[null,null,null,null,null,null,null,null,null,null,null,null,null,null,null,null,null,null,null,null,null,null,null,null,null,null,null,null,null,null,null,null,null,null,null,null,null,null,null,null,null,null,null,null,null,null,null,null,null,null,null,null,null,null,null,null,null,null,null,null,null,null,null,null,null,null,null,"Electricity","CO2e","Residential",2030,0]
[null,null,null,null,null,null,null,null,null,null,null,null,null,null,null,null,null,null,null,null,null,null,null,null,null,null,null,null,null,null,null,null,null,null,null,null,null,null,null,null,null,null,null,null,null,null,null,null,null,null,null,null,null,null,null,null,null,null,null,null,null,null,null,null,null,null,null,"Electricity","CO2e","Residential",2031,0]
[null,null,null,null,null,null,null,null,null,null,null,null,null,null,null,null,null,null,null,null,null,null,null,null,null,null,null,null,null,null,null,null,null,null,null,null,null,null,null,null,null,null,null,null,null,null,null,null,null,null,null,null,null,null,null,null,null,null,null,null,null,null,null,null,null,null,null,"Electricity","CO2e","Residential",2032,0]
[null,null,null,null,null,null,null,null,null,null,null,null,null,null,null,null,null,null,null,null,null,null,null,null,null,null,null,null,null,null,null,null,null,null,null,null,null,null,null,null,null,null,null,null,null,null,null,null,null,null,null,null,null,null,null,null,null,null,null,null,null,null,null,null,null,null,null,"Electricity","CO2e","Residential",2033,0]
[null,null,null,null,null,null,null,null,null,null,null,null,null,null,null,null,null,null,null,null,null,null,null,null,null,null,null,null,null,null,null,null,null,null,null,null,null,null,null,null,null,null,null,null,null,null,null,null,null,null,null,null,null,null,null,null,null,null,null,null,null,null,null,null,null,null,null,"Electricity","CO2e","Residential",2034,0]
[null,null,null,null,null,null,null,null,null,null,null,null,null,null,null,null,null,null,null,null,null,null,null,null,null,null,null,null,null,null,null,null,null,null,null,null,null,null,null,null,null,null,null,null,null,null,null,null,null,null,null,null,null,null,null,null,null,null,null,null,null,null,null,null,null,null,null,"Electricity","CO2e","Residential",2035,0]
[null,null,null,null,null,null,null,null,null,null,null,null,null,null,null,null,null,null,null,null,null,null,null,null,null,null,null,null,null,null,null,null,null,null,null,null,null,null,null,null,null,null,null,null,null,null,null,null,null,null,null,null,null,null,null,null,null,null,null,null,null,null,null,null,null,null,null,"Electricity","CO2e","Residential",2036,0]
[null,null,null,null,null,null,null,null,null,null,null,null,null,null,null,null,null,null,null,null,null,null,null,null,null,null,null,null,null,null,null,null,null,null,null,null,null,null,null,null,null,null,null,null,null,null,null,null,null,null,null,null,null,null,null,null,null,null,null,null,null,null,null,null,null,null,null,"Electricity","CO2e","Residential",2037,0]
[null,null,null,null,null,null,null,null,null,null,null,null,null,null,null,null,null,null,null,null,null,null,null,null,null,null,null,null,null,null,null,null,null,null,null,null,null,null,null,null,null,null,null,null,null,null,null,null,null,null,null,null,null,null,null,null,null,null,null,null,null,null,null,null,null,null,null,"Electricity","CO2e","Residential",2038,0]
[null,null,null,null,null,null,null,null,null,null,null,null,null,null,null,null,null,null,null,null,null,null,null,null,null,null,null,null,null,null,null,null,null,null,null,null,null,null,null,null,null,null,null,null,null,null,null,null,null,null,null,null,null,null,null,null,null,null,null,null,null,null,null,null,null,null,null,"Electricity","CO2e","Residential",2039,0]
[null,null,null,null,null,null,null,null,null,null,null,null,null,null,null,null,null,null,null,null,null,null,null,null,null,null,null,null,null,null,null,null,null,null,null,null,null,null,null,null,null,null,null,null,null,null,null,null,null,null,null,null,null,null,null,null,null,null,null,null,null,null,null,null,null,null,null,"Electricity","CO2e","Residential",2040,0]
[null,null,null,null,null,null,null,null,null,null,null,null,null,null,null,null,null,null,null,null,null,null,null,null,null,null,null,null,null,null,null,null,null,null,null,null,null,null,null,null,null,null,null,null,null,null,null,null,null,null,null,null,null,null,null,null,null,null,null,null,null,null,null,null,null,null,null,"*","Housing Starts","Residential",2013,{"$f":"TRANSPOSE('Energy+Emissions Calculation'!$C$20:$AD$20)","v":"-"}]
[null,null,null,null,null,null,null,null,null,null,null,null,null,null,null,null,null,null,null,null,null,null,null,null,null,null,null,null,null,null,null,null,null,null,null,null,null,null,null,null,null,null,null,null,null,null,null,null,null,null,null,null,null,null,null,null,null,null,null,null,null,null,null,null,null,null,null,"*","Housing Starts","Residential",2014,"-"]
[null,null,null,null,null,null,null,null,null,null,null,null,null,null,null,null,null,null,null,null,null,null,null,null,null,null,null,null,null,null,null,null,null,null,null,null,null,null,null,null,null,null,null,null,null,null,null,null,null,null,null,null,null,null,null,null,null,null,null,null,null,null,null,null,null,null,null,"*","Housing Starts","Residential",2015,"-"]
[null,null,null,null,null,null,null,null,null,null,null,null,null,null,null,null,null,null,null,null,null,null,null,null,null,null,null,null,null,null,null,null,null,null,null,null,null,null,null,null,null,null,null,null,null,null,null,null,null,null,null,null,null,null,null,null,null,null,null,null,null,null,null,null,null,null,null,"*","Housing Starts","Residential",2016,"-"]
[null,null,null,null,null,null,null,null,null,null,null,null,null,null,null,null,null,null,null,null,null,null,null,null,null,null,null,null,null,null,null,null,null,null,null,null,null,null,null,null,null,null,null,null,null,null,null,null,null,null,null,null,null,null,null,null,null,null,null,null,null,null,null,null,null,null,null,"*","Housing Starts","Residential",2017,1853483.1582825284]
[null,null,null,null,null,null,null,null,null,null,null,null,null,null,null,null,null,null,null,null,null,null,null,null,null,null,null,null,null,null,null,null,null,null,null,null,null,null,null,null,null,null,null,null,null,null,null,null,null,null,null,null,null,null,null,null,null,null,null,null,null,null,null,null,null,null,null,"*","Housing Starts","Residential",2018,1823988.9862302023]
[null,null,null,null,null,null,null,null,null,null,null,null,null,null,null,null,null,null,null,null,null,null,null,null,null,null,null,null,null,null,null,null,null,null,null,null,null,null,null,null,null,null,null,null,null,null,null,null,null,null,null,null,null,null,null,null,null,null,null,null,null,null,null,null,null,null,null,"*","Housing Starts","Residential",2019,1806189.7709549621]
[null,null,null,null,null,null,null,null,null,null,null,null,null,null,null,null,null,null,null,null,null,null,null,null,null,null,null,null,null,null,null,null,null,null,null,null,null,null,null,null,null,null,null,null,null,null,null,null,null,null,null,null,null,null,null,null,null,null,null,null,null,null,null,null,null,null,null,"*","Housing Starts","Residential",2020,1782731.2831545018]
[null,null,null,null,null,null,null,null,null,null,null,null,null,null,null,null,null,null,null,null,null,null,null,null,null,null,null,null,null,null,null,null,null,null,null,null,null,null,null,null,null,null,null,null,null,null,null,null,null,null,null,null,null,null,null,null,null,null,null,null,null,null,null,null,null,null,null,"*","Housing Starts","Residential",2021,1750191.262857866]
[null,null,null,null,null,null,null,null,null,null,null,null,null,null,null,null,null,null,null,null,null,null,null,null,null,null,null,null,null,null,null,null,null,null,null,null,null,null,null,null,null,null,null,null,null,null,null,null,null,null,null,null,null,null,null,null,null,null,null,null,null,null,null,null,null,null,null,"*","Housing Starts","Residential",2022,1754654.1623113279]
[null,null,null,null,null,null,null,null,null,null,null,null,null,null,null,null,null,null,null,null,null,null,null,null,null,null,null,null,null,null,null,null,null,null,null,null,null,null,null,null,null,null,null,null,null,null,null,null,null,null,null,null,null,null,null,null,null,null,null,null,null,null,null,null,null,null,null,"*","Housing Starts","Residential",2023,1790121.1876525409]
[null,null,null,null,null,null,null,null,null,null,null,null,null,null,null,null,null,null,null,null,null,null,null,null,null,null,null,null,null,null,null,null,null,null,null,null,null,null,null,null,null,null,null,null,null,null,null,null,null,null,null,null,null,null,null,null,null,null,null,null,null,null,null,null,null,null,null,"*","Housing Starts","Residential",2024,1832686.5503344228]
[null,null,null,null,null,null,null,null,null,null,null,null,null,null,null,null,null,null,null,null,null,null,null,null,null,null,null,null,null,null,null,null,null,null,null,null,null,null,null,null,null,null,null,null,null,null,null,null,null,null,null,null,null,null,null,null,null,null,null,null,null,null,null,null,null,null,null,"*","Housing Starts","Residential",2025,1859979.4860649197]
[null,null,null,null,null,null,null,null,null,null,null,null,null,null,null,null,null,null,null,null,null,null,null,null,null,null,null,null,null,null,null,null,null,null,null,null,null,null,null,null,null,null,null,null,null,null,null,null,null,null,null,null,null,null,null,null,null,null,null,null,null,null,null,null,null,null,null,"*","Housing Starts","Residential",2026,1863973.9099223861]
[null,null,null,null,null,null,null,null,null,null,null,null,null,null,null,null,null,null,null,null,null,null,null,null,null,null,null,null,null,null,null,null,null,null,null,null,null,null,null,null,null,null,null,null,null,null,null,null,null,null,null,null,null,null,null,null,null,null,null,null,null,null,null,null,null,null,null,"*","Housing Starts","Residential",2027,1845708.3210988997]
[null,null,null,null,null,null,null,null,null,null,null,null,null,null,null,null,null,null,null,null,null,null,null,null,null,null,null,null,null,null,null,null,null,null,null,null,null,null,null,null,null,null,null,null,null,null,null,null,null,null,null,null,null,null,null,null,null,null,null,null,null,null,null,null,null,null,null,"*","Housing Starts","Residential",2028,1820371.7721518879]
[null,null,null,null,null,null,null,null,null,null,null,null,null,null,null,null,null,null,null,null,null,null,null,null,null,null,null,null,null,null,null,null,null,null,null,null,null,null,null,null,null,null,null,null,null,null,null,null,null,null,null,null,null,null,null,null,null,null,null,null,null,null,null,null,null,null,null,"*","Housing Starts","Residential",2029,1807567.9698838831]
[null,null,null,null,null,null,null,null,null,null,null,null,null,null,null,null,null,null,null,null,null,null,null,null,null,null,null,null,null,null,null,null,null,null,null,null,null,null,null,null,null,null,null,null,null,null,null,null,null,null,null,null,null,null,null,null,null,null,null,null,null,null,null,null,null,null,null,"*","Housing Starts","Residential",2030,1815788.9151221898]
[null,null,null,null,null,null,null,null,null,null,null,null,null,null,null,null,null,null,null,null,null,null,null,null,null,null,null,null,null,null,null,null,null,null,null,null,null,null,null,null,null,null,null,null,null,null,null,null,null,null,null,null,null,null,null,null,null,null,null,null,null,null,null,null,null,null,null,"*","Housing Starts","Residential",2031,1798043.5008336254]
[null,null,null,null,null,null,null,null,null,null,null,null,null,null,null,null,null,null,null,null,null,null,null,null,null,null,null,null,null,null,null,null,null,null,null,null,null,null,null,null,null,null,null,null,null,null,null,null,null,null,null,null,null,null,null,null,null,null,null,null,null,null,null,null,null,null,null,"*","Housing Starts","Residential",2032,1771416.945259226]
[null,null,null,null,null,null,null,null,null,null,null,null,null,null,null,null,null,null,null,null,null,null,null,null,null,null,null,null,null,null,null,null,null,null,null,null,null,null,null,null,null,null,null,null,null,null,null,null,null,null,null,null,null,null,null,null,null,null,null,null,null,null,null,null,null,null,null,"*","Housing Starts","Residential",2033,1799819.4669526971]
[null,null,null,null,null,null,null,null,null,null,null,null,null,null,null,null,null,null,null,null,null,null,null,null,null,null,null,null,null,null,null,null,null,null,null,null,null,null,null,null,null,null,null,null,null,null,null,null,null,null,null,null,null,null,null,null,null,null,null,null,null,null,null,null,null,null,null,"*","Housing Starts","Residential",2034,1818758.3602584503]
[null,null,null,null,null,null,null,null,null,null,null,null,null,null,null,null,null,null,null,null,null,null,null,null,null,null,null,null,null,null,null,null,null,null,null,null,null,null,null,null,null,null,null,null,null,null,null,null,null,null,null,null,null,null,null,null,null,null,null,null,null,null,null,null,null,null,null,"*","Housing Starts","Residential",2035,1831350.171803012]
[null,null,null,null,null,null,null,null,null,null,null,null,null,null,null,null,null,null,null,null,null,null,null,null,null,null,null,null,null,null,null,null,null,null,null,null,null,null,null,null,null,null,null,null,null,null,null,null,null,null,null,null,null,null,null,null,null,null,null,null,null,null,null,null,null,null,null,"*","Housing Starts","Residential",2036,1842344.9062590173]
[null,null,null,null,null,null,null,null,null,null,null,null,null,null,null,null,null,null,null,null,null,null,null,null,null,null,null,null,null,null,null,null,null,null,null,null,null,null,null,null,null,null,null,null,null,null,null,null,null,null,null,null,null,null,null,null,null,null,null,null,null,null,null,null,null,null,null,"*","Housing Starts","Residential",2037,1839373.0106849547]
[null,null,null,null,null,null,null,null,null,null,null,null,null,null,null,null,null,null,null,null,null,null,null,null,null,null,null,null,null,null,null,null,null,null,null,null,null,null,null,null,null,null,null,null,null,null,null,null,null,null,null,null,null,null,null,null,null,null,null,null,null,null,null,null,null,null,null,"*","Housing Starts","Residential",2038,1832798.8514898866]
[null,null,null,null,null,null,null,null,null,null,null,null,null,null,null,null,null,null,null,null,null,null,null,null,null,null,null,null,null,null,null,null,null,null,null,null,null,null,null,null,null,null,null,null,null,null,null,null,null,null,null,null,null,null,null,null,null,null,null,null,null,null,null,null,null,null,null,"*","Housing Starts","Residential",2039,1836617.8109221782]
[null,null,null,null,null,null,null,null,null,null,null,null,null,null,null,null,null,null,null,null,null,null,null,null,null,null,null,null,null,null,null,null,null,null,null,null,null,null,null,null,null,null,null,null,null,null,null,null,null,null,null,null,null,null,null,null,null,null,null,null,null,null,null,null,null,null,null,"*","Housing Starts","Residential",2040,1835040.4784647247]
[null,null,null,null,null,null,null,null,null,null,null,null,null,null,null,null,null,null,null,null,null,null,null,null,null,null,null,null,null,null,null,null,null,null,null,null,null,null,null,null,null,null,null,null,null,null,null,null,null,null,null,null,null,null,null,null,null,null,null,null,null,null,null,null,null,null,null,"Natural Gas","MMBtu","Residential",2013,{"$f":"TRANSPOSE('Energy+Emissions Calculation'!$C$59:$AD$59)","v":0}]
[null,null,null,null,null,null,null,null,null,null,null,null,null,null,null,null,null,null,null,null,null,null,null,null,null,null,null,null,null,null,null,null,null,null,null,null,null,null,null,null,null,null,null,null,null,null,null,null,null,null,null,null,null,null,null,null,null,null,null,null,null,null,null,null,null,null,null,"Natural Gas","MMBtu","Residential",2014,0]
[null,null,null,null,null,null,null,null,null,null,null,null,null,null,null,null,null,null,null,null,null,null,null,null,null,null,null,null,null,null,null,null,null,null,null,null,null,null,null,null,null,null,null,null,null,null,null,null,null,null,null,null,null,null,null,null,null,null,null,null,null,null,null,null,null,null,null,"Natural Gas","MMBtu","Residential",2015,0]
[null,null,null,null,null,null,null,null,null,null,null,null,null,null,null,null,null,null,null,null,null,null,null,null,null,null,null,null,null,null,null,null,null,null,null,null,null,null,null,null,null,null,null,null,null,null,null,null,null,null,null,null,null,null,null,null,null,null,null,null,null,null,null,null,null,null,null,"Natural Gas","MMBtu","Residential",2016,0]
[null,null,null,null,null,null,null,null,null,null,null,null,null,null,null,null,null,null,null,null,null,null,null,null,null,null,null,null,null,null,null,null,null,null,null,null,null,null,null,null,null,null,null,null,null,null,null,null,null,null,null,null,null,null,null,null,null,null,null,null,null,null,null,null,null,null,null,"Natural Gas","MMBtu","Residential",2017,0]
[null,null,null,null,null,null,null,null,null,null,null,null,null,null,null,null,null,null,null,null,null,null,null,null,null,null,null,null,null,null,null,null,null,null,null,null,null,null,null,null,null,null,null,null,null,null,null,null,null,null,null,null,null,null,null,null,null,null,null,null,null,null,null,null,null,null,null,"Natural Gas","MMBtu","Residential",2018,0]
[null,null,null,null,null,null,null,null,null,null,null,null,null,null,null,null,null,null,null,null,null,null,null,null,null,null,null,null,null,null,null,null,null,null,null,null,null,null,null,null,null,null,null,null,null,null,null,null,null,null,null,null,null,null,null,null,null,null,null,null,null,null,null,null,null,null,null,"Natural Gas","MMBtu","Residential",2019,0]
[null,null,null,null,null,null,null,null,null,null,null,null,null,null,null,null,null,null,null,null,null,null,null,null,null,null,null,null,null,null,null,null,null,null,null,null,null,null,null,null,null,null,null,null,null,null,null,null,null,null,null,null,null,null,null,null,null,null,null,null,null,null,null,null,null,null,null,"Natural Gas","MMBtu","Residential",2020,0]
[null,null,null,null,null,null,null,null,null,null,null,null,null,null,null,null,null,null,null,null,null,null,null,null,null,null,null,null,null,null,null,null,null,null,null,null,null,null,null,null,null,null,null,null,null,null,null,null,null,null,null,null,null,null,null,null,null,null,null,null,null,null,null,null,null,null,null,"Natural Gas","MMBtu","Residential",2021,0]
[null,null,null,null,null,null,null,null,null,null,null,null,null,null,null,null,null,null,null,null,null,null,null,null,null,null,null,null,null,null,null,null,null,null,null,null,null,null,null,null,null,null,null,null,null,null,null,null,null,null,null,null,null,null,null,null,null,null,null,null,null,null,null,null,null,null,null,"Natural Gas","MMBtu","Residential",2022,0]
[null,null,null,null,null,null,null,null,null,null,null,null,null,null,null,null,null,null,null,null,null,null,null,null,null,null,null,null,null,null,null,null,null,null,null,null,null,null,null,null,null,null,null,null,null,null,null,null,null,null,null,null,null,null,null,null,null,null,null,null,null,null,null,null,null,null,null,"Natural Gas","MMBtu","Residential",2023,0]
[null,null,null,null,null,null,null,null,null,null,null,null,null,null,null,null,null,null,null,null,null,null,null,null,null,null,null,null,null,null,null,null,null,null,null,null,null,null,null,null,null,null,null,null,null,null,null,null,null,null,null,null,null,null,null,null,null,null,null,null,null,null,null,null,null,null,null,"Natural Gas","MMBtu","Residential",2024,0]
[null,null,null,null,null,null,null,null,null,null,null,null,null,null,null,null,null,null,null,null,null,null,null,null,null,null,null,null,null,null,null,null,null,null,null,null,null,null,null,null,null,null,null,null,null,null,null,null,null,null,null,null,null,null,null,null,null,null,null,null,null,null,null,null,null,null,null,"Natural Gas","MMBtu","Residential",2025,0]
[null,null,null,null,null,null,null,null,null,null,null,null,null,null,null,null,null,null,null,null,null,null,null,null,null,null,null,null,null,null,null,null,null,null,null,null,null,null,null,null,null,null,null,null,null,null,null,null,null,null,null,null,null,null,null,null,null,null,null,null,null,null,null,null,null,null,null,"Natural Gas","MMBtu","Residential",2026,0]
[null,null,null,null,null,null,null,null,null,null,null,null,null,null,null,null,null,null,null,null,null,null,null,null,null,null,null,null,null,null,null,null,null,null,null,null,null,null,null,null,null,null,null,null,null,null,null,null,null,null,null,null,null,null,null,null,null,null,null,null,null,null,null,null,null,null,null,"Natural Gas","MMBtu","Residential",2027,0]
[null,null,null,null,null,null,null,null,null,null,null,null,null,null,null,null,null,null,null,null,null,null,null,null,null,null,null,null,null,null,null,null,null,null,null,null,null,null,null,null,null,null,null,null,null,null,null,null,null,null,null,null,null,null,null,null,null,null,null,null,null,null,null,null,null,null,null,"Natural Gas","MMBtu","Residential",2028,0]
[null,null,null,null,null,null,null,null,null,null,null,null,null,null,null,null,null,null,null,null,null,null,null,null,null,null,null,null,null,null,null,null,null,null,null,null,null,null,null,null,null,null,null,null,null,null,null,null,null,null,null,null,null,null,null,null,null,null,null,null,null,null,null,null,null,null,null,"Natural Gas","MMBtu","Residential",2029,0]
[null,null,null,null,null,null,null,null,null,null,null,null,null,null,null,null,null,null,null,null,null,null,null,null,null,null,null,null,null,null,null,null,null,null,null,null,null,null,null,null,null,null,null,null,null,null,null,null,null,null,null,null,null,null,null,null,null,null,null,null,null,null,null,null,null,null,null,"Natural Gas","MMBtu","Residential",2030,0]
[null,null,null,null,null,null,null,null,null,null,null,null,null,null,null,null,null,null,null,null,null,null,null,null,null,null,null,null,null,null,null,null,null,null,null,null,null,null,null,null,null,null,null,null,null,null,null,null,null,null,null,null,null,null,null,null,null,null,null,null,null,null,null,null,null,null,null,"Natural Gas","MMBtu","Residential",2031,0]
[null,null,null,null,null,null,null,null,null,null,null,null,null,null,null,null,null,null,null,null,null,null,null,null,null,null,null,null,null,null,null,null,null,null,null,null,null,null,null,null,null,null,null,null,null,null,null,null,null,null,null,null,null,null,null,null,null,null,null,null,null,null,null,null,null,null,null,"Natural Gas","MMBtu","Residential",2032,0]
[null,null,null,null,null,null,null,null,null,null,null,null,null,null,null,null,null,null,null,null,null,null,null,null,null,null,null,null,null,null,null,null,null,null,null,null,null,null,null,null,null,null,null,null,null,null,null,null,null,null,null,null,null,null,null,null,null,null,null,null,null,null,null,null,null,null,null,"Natural Gas","MMBtu","Residential",2033,0]
[null,null,null,null,null,null,null,null,null,null,null,null,null,null,null,null,null,null,null,null,null,null,null,null,null,null,null,null,null,null,null,null,null,null,null,null,null,null,null,null,null,null,null,null,null,null,null,null,null,null,null,null,null,null,null,null,null,null,null,null,null,null,null,null,null,null,null,"Natural Gas","MMBtu","Residential",2034,0]
[null,null,null,null,null,null,null,null,null,null,null,null,null,null,null,null,null,null,null,null,null,null,null,null,null,null,null,null,null,null,null,null,null,null,null,null,null,null,null,null,null,null,null,null,null,null,null,null,null,null,null,null,null,null,null,null,null,null,null,null,null,null,null,null,null,null,null,"Natural Gas","MMBtu","Residential",2035,0]
[null,null,null,null,null,null,null,null,null,null,null,null,null,null,null,null,null,null,null,null,null,null,null,null,null,null,null,null,null,null,null,null,null,null,null,null,null,null,null,null,null,null,null,null,null,null,null,null,null,null,null,null,null,null,null,null,null,null,null,null,null,null,null,null,null,null,null,"Natural Gas","MMBtu","Residential",2036,0]
[null,null,null,null,null,null,null,null,null,null,null,null,null,null,null,null,null,null,null,null,null,null,null,null,null,null,null,null,null,null,null,null,null,null,null,null,null,null,null,null,null,null,null,null,null,null,null,null,null,null,null,null,null,null,null,null,null,null,null,null,null,null,null,null,null,null,null,"Natural Gas","MMBtu","Residential",2037,0]
[null,null,null,null,null,null,null,null,null,null,null,null,null,null,null,null,null,null,null,null,null,null,null,null,null,null,null,null,null,null,null,null,null,null,null,null,null,null,null,null,null,null,null,null,null,null,null,null,null,null,null,null,null,null,null,null,null,null,null,null,null,null,null,null,null,null,null,"Natural Gas","MMBtu","Residential",2038,0]
[null,null,null,null,null,null,null,null,null,null,null,null,null,null,null,null,null,null,null,null,null,null,null,null,null,null,null,null,null,null,null,null,null,null,null,null,null,null,null,null,null,null,null,null,null,null,null,null,null,null,null,null,null,null,null,null,null,null,null,null,null,null,null,null,null,null,null,"Natural Gas","MMBtu","Residential",2039,0]
[null,null,null,null,null,null,null,null,null,null,null,null,null,null,null,null,null,null,null,null,null,null,null,null,null,null,null,null,null,null,null,null,null,null,null,null,null,null,null,null,null,null,null,null,null,null,null,null,null,null,null,null,null,null,null,null,null,null,null,null,null,null,null,null,null,null,null,"Natural Gas","MMBtu","Residential",2040,0]
[null,null,null,null,null,null,null,null,null,null,null,null,null,null,null,null,null,null,null,null,null,null,null,null,null,null,null,null,null,null,null,null,null,null,null,null,null,null,null,null,null,null,null,null,null,null,null,null,null,null,null,null,null,null,null,null,null,null,null,null,null,null,null,null,null,null,null,"Natural Gas","NOx","Residential",2013,0]
[null,null,null,null,null,null,null,null,null,null,null,null,null,null,null,null,null,null,null,null,null,null,null,null,null,null,null,null,null,null,null,null,null,null,null,null,null,null,null,null,null,null,null,null,null,null,null,null,null,null,null,null,null,null,null,null,null,null,null,null,null,null,null,null,null,null,null,"Natural Gas","NOx","Residential",2014,0]
[null,null,null,null,null,null,null,null,null,null,null,null,null,null,null,null,null,null,null,null,null,null,null,null,null,null,null,null,null,null,null,null,null,null,null,null,null,null,null,null,null,null,null,null,null,null,null,null,null,null,null,null,null,null,null,null,null,null,null,null,null,null,null,null,null,null,null,"Natural Gas","NOx","Residential",2015,0]
[null,null,null,null,null,null,null,null,null,null,null,null,null,null,null,null,null,null,null,null,null,null,null,null,null,null,null,null,null,null,null,null,null,null,null,null,null,null,null,null,null,null,null,null,null,null,null,null,null,null,null,null,null,null,null,null,null,null,null,null,null,null,null,null,null,null,null,"Natural Gas","NOx","Residential",2016,0]
[null,null,null,null,null,null,null,null,null,null,null,null,null,null,null,null,null,null,null,null,null,null,null,null,null,null,null,null,null,null,null,null,null,null,null,null,null,null,null,null,null,null,null,null,null,null,null,null,null,null,null,null,null,null,null,null,null,null,null,null,null,null,null,null,null,null,null,"Natural Gas","NOx","Residential",2017,0]
[null,null,null,null,null,null,null,null,null,null,null,null,null,null,null,null,null,null,null,null,null,null,null,null,null,null,null,null,null,null,null,null,null,null,null,null,null,null,null,null,null,null,null,null,null,null,null,null,null,null,null,null,null,null,null,null,null,null,null,null,null,null,null,null,null,null,null,"Natural Gas","NOx","Residential",2018,0]
[null,null,null,null,null,null,null,null,null,null,null,null,null,null,null,null,null,null,null,null,null,null,null,null,null,null,null,null,null,null,null,null,null,null,null,null,null,null,null,null,null,null,null,null,null,null,null,null,null,null,null,null,null,null,null,null,null,null,null,null,null,null,null,null,null,null,null,"Natural Gas","NOx","Residential",2019,0]
[null,null,null,null,null,null,null,null,null,null,null,null,null,null,null,null,null,null,null,null,null,null,null,null,null,null,null,null,null,null,null,null,null,null,null,null,null,null,null,null,null,null,null,null,null,null,null,null,null,null,null,null,null,null,null,null,null,null,null,null,null,null,null,null,null,null,null,"Natural Gas","NOx","Residential",2020,0]
[null,null,null,null,null,null,null,null,null,null,null,null,null,null,null,null,null,null,null,null,null,null,null,null,null,null,null,null,null,null,null,null,null,null,null,null,null,null,null,null,null,null,null,null,null,null,null,null,null,null,null,null,null,null,null,null,null,null,null,null,null,null,null,null,null,null,null,"Natural Gas","NOx","Residential",2021,0]
[null,null,null,null,null,null,null,null,null,null,null,null,null,null,null,null,null,null,null,null,null,null,null,null,null,null,null,null,null,null,null,null,null,null,null,null,null,null,null,null,null,null,null,null,null,null,null,null,null,null,null,null,null,null,null,null,null,null,null,null,null,null,null,null,null,null,null,"Natural Gas","NOx","Residential",2022,0]
[null,null,null,null,null,null,null,null,null,null,null,null,null,null,null,null,null,null,null,null,null,null,null,null,null,null,null,null,null,null,null,null,null,null,null,null,null,null,null,null,null,null,null,null,null,null,null,null,null,null,null,null,null,null,null,null,null,null,null,null,null,null,null,null,null,null,null,"Natural Gas","NOx","Residential",2023,0]
[null,null,null,null,null,null,null,null,null,null,null,null,null,null,null,null,null,null,null,null,null,null,null,null,null,null,null,null,null,null,null,null,null,null,null,null,null,null,null,null,null,null,null,null,null,null,null,null,null,null,null,null,null,null,null,null,null,null,null,null,null,null,null,null,null,null,null,"Natural Gas","NOx","Residential",2024,0]
[null,null,null,null,null,null,null,null,null,null,null,null,null,null,null,null,null,null,null,null,null,null,null,null,null,null,null,null,null,null,null,null,null,null,null,null,null,null,null,null,null,null,null,null,null,null,null,null,null,null,null,null,null,null,null,null,null,null,null,null,null,null,null,null,null,null,null,"Natural Gas","NOx","Residential",2025,0]
[null,null,null,null,null,null,null,null,null,null,null,null,null,null,null,null,null,null,null,null,null,null,null,null,null,null,null,null,null,null,null,null,null,null,null,null,null,null,null,null,null,null,null,null,null,null,null,null,null,null,null,null,null,null,null,null,null,null,null,null,null,null,null,null,null,null,null,"Natural Gas","NOx","Residential",2026,0]
[null,null,null,null,null,null,null,null,null,null,null,null,null,null,null,null,null,null,null,null,null,null,null,null,null,null,null,null,null,null,null,null,null,null,null,null,null,null,null,null,null,null,null,null,null,null,null,null,null,null,null,null,null,null,null,null,null,null,null,null,null,null,null,null,null,null,null,"Natural Gas","NOx","Residential",2027,0]
[null,null,null,null,null,null,null,null,null,null,null,null,null,null,null,null,null,null,null,null,null,null,null,null,null,null,null,null,null,null,null,null,null,null,null,null,null,null,null,null,null,null,null,null,null,null,null,null,null,null,null,null,null,null,null,null,null,null,null,null,null,null,null,null,null,null,null,"Natural Gas","NOx","Residential",2028,0]
[null,null,null,null,null,null,null,null,null,null,null,null,null,null,null,null,null,null,null,null,null,null,null,null,null,null,null,null,null,null,null,null,null,null,null,null,null,null,null,null,null,null,null,null,null,null,null,null,null,null,null,null,null,null,null,null,null,null,null,null,null,null,null,null,null,null,null,"Natural Gas","NOx","Residential",2029,0]
[null,null,null,null,null,null,null,null,null,null,null,null,null,null,null,null,null,null,null,null,null,null,null,null,null,null,null,null,null,null,null,null,null,null,null,null,null,null,null,null,null,null,null,null,null,null,null,null,null,null,null,null,null,null,null,null,null,null,null,null,null,null,null,null,null,null,null,"Natural Gas","NOx","Residential",2030,0]
[null,null,null,null,null,null,null,null,null,null,null,null,null,null,null,null,null,null,null,null,null,null,null,null,null,null,null,null,null,null,null,null,null,null,null,null,null,null,null,null,null,null,null,null,null,null,null,null,null,null,null,null,null,null,null,null,null,null,null,null,null,null,null,null,null,null,null,"Natural Gas","NOx","Residential",2031,0]
[null,null,null,null,null,null,null,null,null,null,null,null,null,null,null,null,null,null,null,null,null,null,null,null,null,null,null,null,null,null,null,null,null,null,null,null,null,null,null,null,null,null,null,null,null,null,null,null,null,null,null,null,null,null,null,null,null,null,null,null,null,null,null,null,null,null,null,"Natural Gas","NOx","Residential",2032,0]
[null,null,null,null,null,null,null,null,null,null,null,null,null,null,null,null,null,null,null,null,null,null,null,null,null,null,null,null,null,null,null,null,null,null,null,null,null,null,null,null,null,null,null,null,null,null,null,null,null,null,null,null,null,null,null,null,null,null,null,null,null,null,null,null,null,null,null,"Natural Gas","NOx","Residential",2033,0]
[null,null,null,null,null,null,null,null,null,null,null,null,null,null,null,null,null,null,null,null,null,null,null,null,null,null,null,null,null,null,null,null,null,null,null,null,null,null,null,null,null,null,null,null,null,null,null,null,null,null,null,null,null,null,null,null,null,null,null,null,null,null,null,null,null,null,null,"Natural Gas","NOx","Residential",2034,0]
[null,null,null,null,null,null,null,null,null,null,null,null,null,null,null,null,null,null,null,null,null,null,null,null,null,null,null,null,null,null,null,null,null,null,null,null,null,null,null,null,null,null,null,null,null,null,null,null,null,null,null,null,null,null,null,null,null,null,null,null,null,null,null,null,null,null,null,"Natural Gas","NOx","Residential",2035,0]
[null,null,null,null,null,null,null,null,null,null,null,null,null,null,null,null,null,null,null,null,null,null,null,null,null,null,null,null,null,null,null,null,null,null,null,null,null,null,null,null,null,null,null,null,null,null,null,null,null,null,null,null,null,null,null,null,null,null,null,null,null,null,null,null,null,null,null,"Natural Gas","NOx","Residential",2036,0]
[null,null,null,null,null,null,null,null,null,null,null,null,null,null,null,null,null,null,null,null,null,null,null,null,null,null,null,null,null,null,null,null,null,null,null,null,null,null,null,null,null,null,null,null,null,null,null,null,null,null,null,null,null,null,null,null,null,null,null,null,null,null,null,null,null,null,null,"Natural Gas","NOx","Residential",2037,0]
[null,null,null,null,null,null,null,null,null,null,null,null,null,null,null,null,null,null,null,null,null,null,null,null,null,null,null,null,null,null,null,null,null,null,null,null,null,null,null,null,null,null,null,null,null,null,null,null,null,null,null,null,null,null,null,null,null,null,null,null,null,null,null,null,null,null,null,"Natural Gas","NOx","Residential",2038,0]
[null,null,null,null,null,null,null,null,null,null,null,null,null,null,null,null,null,null,null,null,null,null,null,null,null,null,null,null,null,null,null,null,null,null,null,null,null,null,null,null,null,null,null,null,null,null,null,null,null,null,null,null,null,null,null,null,null,null,null,null,null,null,null,null,null,null,null,"Natural Gas","NOx","Residential",2039,0]
[null,null,null,null,null,null,null,null,null,null,null,null,null,null,null,null,null,null,null,null,null,null,null,null,null,null,null,null,null,null,null,null,null,null,null,null,null,null,null,null,null,null,null,null,null,null,null,null,null,null,null,null,null,null,null,null,null,null,null,null,null,null,null,null,null,null,null,"Natural Gas","NOx","Residential",2040,0]
[null,null,null,null,null,null,null,null,null,null,null,null,null,null,null,null,null,null,null,null,null,null,null,null,null,null,null,null,null,null,null,null,null,null,null,null,null,null,null,null,null,null,null,null,null,null,null,null,null,null,null,null,null,null,null,null,null,null,null,null,null,null,null,null,null,null,null,"Natural Gas","SOx","Residential",2013,0]
[null,null,null,null,null,null,null,null,null,null,null,null,null,null,null,null,null,null,null,null,null,null,null,null,null,null,null,null,null,null,null,null,null,null,null,null,null,null,null,null,null,null,null,null,null,null,null,null,null,null,null,null,null,null,null,null,null,null,null,null,null,null,null,null,null,null,null,"Natural Gas","SOx","Residential",2014,0]
[null,null,null,null,null,null,null,null,null,null,null,null,null,null,null,null,null,null,null,null,null,null,null,null,null,null,null,null,null,null,null,null,null,null,null,null,null,null,null,null,null,null,null,null,null,null,null,null,null,null,null,null,null,null,null,null,null,null,null,null,null,null,null,null,null,null,null,"Natural Gas","SOx","Residential",2015,0]
[null,null,null,null,null,null,null,null,null,null,null,null,null,null,null,null,null,null,null,null,null,null,null,null,null,null,null,null,null,null,null,null,null,null,null,null,null,null,null,null,null,null,null,null,null,null,null,null,null,null,null,null,null,null,null,null,null,null,null,null,null,null,null,null,null,null,null,"Natural Gas","SOx","Residential",2016,0]
[null,null,null,null,null,null,null,null,null,null,null,null,null,null,null,null,null,null,null,null,null,null,null,null,null,null,null,null,null,null,null,null,null,null,null,null,null,null,null,null,null,null,null,null,null,null,null,null,null,null,null,null,null,null,null,null,null,null,null,null,null,null,null,null,null,null,null,"Natural Gas","SOx","Residential",2017,0]
[null,null,null,null,null,null,null,null,null,null,null,null,null,null,null,null,null,null,null,null,null,null,null,null,null,null,null,null,null,null,null,null,null,null,null,null,null,null,null,null,null,null,null,null,null,null,null,null,null,null,null,null,null,null,null,null,null,null,null,null,null,null,null,null,null,null,null,"Natural Gas","SOx","Residential",2018,0]
[null,null,null,null,null,null,null,null,null,null,null,null,null,null,null,null,null,null,null,null,null,null,null,null,null,null,null,null,null,null,null,null,null,null,null,null,null,null,null,null,null,null,null,null,null,null,null,null,null,null,null,null,null,null,null,null,null,null,null,null,null,null,null,null,null,null,null,"Natural Gas","SOx","Residential",2019,0]
[null,null,null,null,null,null,null,null,null,null,null,null,null,null,null,null,null,null,null,null,null,null,null,null,null,null,null,null,null,null,null,null,null,null,null,null,null,null,null,null,null,null,null,null,null,null,null,null,null,null,null,null,null,null,null,null,null,null,null,null,null,null,null,null,null,null,null,"Natural Gas","SOx","Residential",2020,0]
[null,null,null,null,null,null,null,null,null,null,null,null,null,null,null,null,null,null,null,null,null,null,null,null,null,null,null,null,null,null,null,null,null,null,null,null,null,null,null,null,null,null,null,null,null,null,null,null,null,null,null,null,null,null,null,null,null,null,null,null,null,null,null,null,null,null,null,"Natural Gas","SOx","Residential",2021,0]
[null,null,null,null,null,null,null,null,null,null,null,null,null,null,null,null,null,null,null,null,null,null,null,null,null,null,null,null,null,null,null,null,null,null,null,null,null,null,null,null,null,null,null,null,null,null,null,null,null,null,null,null,null,null,null,null,null,null,null,null,null,null,null,null,null,null,null,"Natural Gas","SOx","Residential",2022,0]
[null,null,null,null,null,null,null,null,null,null,null,null,null,null,null,null,null,null,null,null,null,null,null,null,null,null,null,null,null,null,null,null,null,null,null,null,null,null,null,null,null,null,null,null,null,null,null,null,null,null,null,null,null,null,null,null,null,null,null,null,null,null,null,null,null,null,null,"Natural Gas","SOx","Residential",2023,0]
[null,null,null,null,null,null,null,null,null,null,null,null,null,null,null,null,null,null,null,null,null,null,null,null,null,null,null,null,null,null,null,null,null,null,null,null,null,null,null,null,null,null,null,null,null,null,null,null,null,null,null,null,null,null,null,null,null,null,null,null,null,null,null,null,null,null,null,"Natural Gas","SOx","Residential",2024,0]
[null,null,null,null,null,null,null,null,null,null,null,null,null,null,null,null,null,null,null,null,null,null,null,null,null,null,null,null,null,null,null,null,null,null,null,null,null,null,null,null,null,null,null,null,null,null,null,null,null,null,null,null,null,null,null,null,null,null,null,null,null,null,null,null,null,null,null,"Natural Gas","SOx","Residential",2025,0]
[null,null,null,null,null,null,null,null,null,null,null,null,null,null,null,null,null,null,null,null,null,null,null,null,null,null,null,null,null,null,null,null,null,null,null,null,null,null,null,null,null,null,null,null,null,null,null,null,null,null,null,null,null,null,null,null,null,null,null,null,null,null,null,null,null,null,null,"Natural Gas","SOx","Residential",2026,0]
[null,null,null,null,null,null,null,null,null,null,null,null,null,null,null,null,null,null,null,null,null,null,null,null,null,null,null,null,null,null,null,null,null,null,null,null,null,null,null,null,null,null,null,null,null,null,null,null,null,null,null,null,null,null,null,null,null,null,null,null,null,null,null,null,null,null,null,"Natural Gas","SOx","Residential",2027,0]
[null,null,null,null,null,null,null,null,null,null,null,null,null,null,null,null,null,null,null,null,null,null,null,null,null,null,null,null,null,null,null,null,null,null,null,null,null,null,null,null,null,null,null,null,null,null,null,null,null,null,null,null,null,null,null,null,null,null,null,null,null,null,null,null,null,null,null,"Natural Gas","SOx","Residential",2028,0]
[null,null,null,null,null,null,null,null,null,null,null,null,null,null,null,null,null,null,null,null,null,null,null,null,null,null,null,null,null,null,null,null,null,null,null,null,null,null,null,null,null,null,null,null,null,null,null,null,null,null,null,null,null,null,null,null,null,null,null,null,null,null,null,null,null,null,null,"Natural Gas","SOx","Residential",2029,0]
[null,null,null,null,null,null,null,null,null,null,null,null,null,null,null,null,null,null,null,null,null,null,null,null,null,null,null,null,null,null,null,null,null,null,null,null,null,null,null,null,null,null,null,null,null,null,null,null,null,null,null,null,null,null,null,null,null,null,null,null,null,null,null,null,null,null,null,"Natural Gas","SOx","Residential",2030,0]
[null,null,null,null,null,null,null,null,null,null,null,null,null,null,null,null,null,null,null,null,null,null,null,null,null,null,null,null,null,null,null,null,null,null,null,null,null,null,null,null,null,null,null,null,null,null,null,null,null,null,null,null,null,null,null,null,null,null,null,null,null,null,null,null,null,null,null,"Natural Gas","SOx","Residential",2031,0]
[null,null,null,null,null,null,null,null,null,null,null,null,null,null,null,null,null,null,null,null,null,null,null,null,null,null,null,null,null,null,null,null,null,null,null,null,null,null,null,null,null,null,null,null,null,null,null,null,null,null,null,null,null,null,null,null,null,null,null,null,null,null,null,null,null,null,null,"Natural Gas","SOx","Residential",2032,0]
[null,null,null,null,null,null,null,null,null,null,null,null,null,null,null,null,null,null,null,null,null,null,null,null,null,null,null,null,null,null,null,null,null,null,null,null,null,null,null,null,null,null,null,null,null,null,null,null,null,null,null,null,null,null,null,null,null,null,null,null,null,null,null,null,null,null,null,"Natural Gas","SOx","Residential",2033,0]
[null,null,null,null,null,null,null,null,null,null,null,null,null,null,null,null,null,null,null,null,null,null,null,null,null,null,null,null,null,null,null,null,null,null,null,null,null,null,null,null,null,null,null,null,null,null,null,null,null,null,null,null,null,null,null,null,null,null,null,null,null,null,null,null,null,null,null,"Natural Gas","SOx","Residential",2034,0]
[null,null,null,null,null,null,null,null,null,null,null,null,null,null,null,null,null,null,null,null,null,null,null,null,null,null,null,null,null,null,null,null,null,null,null,null,null,null,null,null,null,null,null,null,null,null,null,null,null,null,null,null,null,null,null,null,null,null,null,null,null,null,null,null,null,null,null,"Natural Gas","SOx","Residential",2035,0]
[null,null,null,null,null,null,null,null,null,null,null,null,null,null,null,null,null,null,null,null,null,null,null,null,null,null,null,null,null,null,null,null,null,null,null,null,null,null,null,null,null,null,null,null,null,null,null,null,null,null,null,null,null,null,null,null,null,null,null,null,null,null,null,null,null,null,null,"Natural Gas","SOx","Residential",2036,0]
[null,null,null,null,null,null,null,null,null,null,null,null,null,null,null,null,null,null,null,null,null,null,null,null,null,null,null,null,null,null,null,null,null,null,null,null,null,null,null,null,null,null,null,null,null,null,null,null,null,null,null,null,null,null,null,null,null,null,null,null,null,null,null,null,null,null,null,"Natural Gas","SOx","Residential",2037,0]
[null,null,null,null,null,null,null,null,null,null,null,null,null,null,null,null,null,null,null,null,null,null,null,null,null,null,null,null,null,null,null,null,null,null,null,null,null,null,null,null,null,null,null,null,null,null,null,null,null,null,null,null,null,null,null,null,null,null,null,null,null,null,null,null,null,null,null,"Natural Gas","SOx","Residential",2038,0]
[null,null,null,null,null,null,null,null,null,null,null,null,null,null,null,null,null,null,null,null,null,null,null,null,null,null,null,null,null,null,null,null,null,null,null,null,null,null,null,null,null,null,null,null,null,null,null,null,null,null,null,null,null,null,null,null,null,null,null,null,null,null,null,null,null,null,null,"Natural Gas","SOx","Residential",2039,0]
[null,null,null,null,null,null,null,null,null,null,null,null,null,null,null,null,null,null,null,null,null,null,null,null,null,null,null,null,null,null,null,null,null,null,null,null,null,null,null,null,null,null,null,null,null,null,null,null,null,null,null,null,null,null,null,null,null,null,null,null,null,null,null,null,null,null,null,"Natural Gas","SOx","Residential",2040,0]
[null,null,null,null,null,null,null,null,null,null,null,null,null,null,null,null,null,null,null,null,null,null,null,null,null,null,null,null,null,null,null,null,null,null,null,null,null,null,null,null,null,null,null,null,null,null,null,null,null,null,null,null,null,null,null,null,null,null,null,null,null,null,null,null,null,null,null,"Natural Gas","CH4","Residential",2013,{"$f":"TRANSPOSE('Energy+Emissions Calculation'!$C$66:$AD$66)","v":0}]
[null,null,null,null,null,null,null,null,null,null,null,null,null,null,null,null,null,null,null,null,null,null,null,null,null,null,null,null,null,null,null,null,null,null,null,null,null,null,null,null,null,null,null,null,null,null,null,null,null,null,null,null,null,null,null,null,null,null,null,null,null,null,null,null,null,null,null,"Natural Gas","CH4","Residential",2014,0]
[null,null,null,null,null,null,null,null,null,null,null,null,null,null,null,null,null,null,null,null,null,null,null,null,null,null,null,null,null,null,null,null,null,null,null,null,null,null,null,null,null,null,null,null,null,null,null,null,null,null,null,null,null,null,null,null,null,null,null,null,null,null,null,null,null,null,null,"Natural Gas","CH4","Residential",2015,0]
[null,null,null,null,null,null,null,null,null,null,null,null,null,null,null,null,null,null,null,null,null,null,null,null,null,null,null,null,null,null,null,null,null,null,null,null,null,null,null,null,null,null,null,null,null,null,null,null,null,null,null,null,null,null,null,null,null,null,null,null,null,null,null,null,null,null,null,"Natural Gas","CH4","Residential",2016,0]
[null,null,null,null,null,null,null,null,null,null,null,null,null,null,null,null,null,null,null,null,null,null,null,null,null,null,null,null,null,null,null,null,null,null,null,null,null,null,null,null,null,null,null,null,null,null,null,null,null,null,null,null,null,null,null,null,null,null,null,null,null,null,null,null,null,null,null,"Natural Gas","CH4","Residential",2017,0]
[null,null,null,null,null,null,null,null,null,null,null,null,null,null,null,null,null,null,null,null,null,null,null,null,null,null,null,null,null,null,null,null,null,null,null,null,null,null,null,null,null,null,null,null,null,null,null,null,null,null,null,null,null,null,null,null,null,null,null,null,null,null,null,null,null,null,null,"Natural Gas","CH4","Residential",2018,0]
[null,null,null,null,null,null,null,null,null,null,null,null,null,null,null,null,null,null,null,null,null,null,null,null,null,null,null,null,null,null,null,null,null,null,null,null,null,null,null,null,null,null,null,null,null,null,null,null,null,null,null,null,null,null,null,null,null,null,null,null,null,null,null,null,null,null,null,"Natural Gas","CH4","Residential",2019,0]
[null,null,null,null,null,null,null,null,null,null,null,null,null,null,null,null,null,null,null,null,null,null,null,null,null,null,null,null,null,null,null,null,null,null,null,null,null,null,null,null,null,null,null,null,null,null,null,null,null,null,null,null,null,null,null,null,null,null,null,null,null,null,null,null,null,null,null,"Natural Gas","CH4","Residential",2020,0]
[null,null,null,null,null,null,null,null,null,null,null,null,null,null,null,null,null,null,null,null,null,null,null,null,null,null,null,null,null,null,null,null,null,null,null,null,null,null,null,null,null,null,null,null,null,null,null,null,null,null,null,null,null,null,null,null,null,null,null,null,null,null,null,null,null,null,null,"Natural Gas","CH4","Residential",2021,0]
[null,null,null,null,null,null,null,null,null,null,null,null,null,null,null,null,null,null,null,null,null,null,null,null,null,null,null,null,null,null,null,null,null,null,null,null,null,null,null,null,null,null,null,null,null,null,null,null,null,null,null,null,null,null,null,null,null,null,null,null,null,null,null,null,null,null,null,"Natural Gas","CH4","Residential",2022,0]
[null,null,null,null,null,null,null,null,null,null,null,null,null,null,null,null,null,null,null,null,null,null,null,null,null,null,null,null,null,null,null,null,null,null,null,null,null,null,null,null,null,null,null,null,null,null,null,null,null,null,null,null,null,null,null,null,null,null,null,null,null,null,null,null,null,null,null,"Natural Gas","CH4","Residential",2023,0]
[null,null,null,null,null,null,null,null,null,null,null,null,null,null,null,null,null,null,null,null,null,null,null,null,null,null,null,null,null,null,null,null,null,null,null,null,null,null,null,null,null,null,null,null,null,null,null,null,null,null,null,null,null,null,null,null,null,null,null,null,null,null,null,null,null,null,null,"Natural Gas","CH4","Residential",2024,0]
[null,null,null,null,null,null,null,null,null,null,null,null,null,null,null,null,null,null,null,null,null,null,null,null,null,null,null,null,null,null,null,null,null,null,null,null,null,null,null,null,null,null,null,null,null,null,null,null,null,null,null,null,null,null,null,null,null,null,null,null,null,null,null,null,null,null,null,"Natural Gas","CH4","Residential",2025,0]
[null,null,null,null,null,null,null,null,null,null,null,null,null,null,null,null,null,null,null,null,null,null,null,null,null,null,null,null,null,null,null,null,null,null,null,null,null,null,null,null,null,null,null,null,null,null,null,null,null,null,null,null,null,null,null,null,null,null,null,null,null,null,null,null,null,null,null,"Natural Gas","CH4","Residential",2026,0]
[null,null,null,null,null,null,null,null,null,null,null,null,null,null,null,null,null,null,null,null,null,null,null,null,null,null,null,null,null,null,null,null,null,null,null,null,null,null,null,null,null,null,null,null,null,null,null,null,null,null,null,null,null,null,null,null,null,null,null,null,null,null,null,null,null,null,null,"Natural Gas","CH4","Residential",2027,0]
[null,null,null,null,null,null,null,null,null,null,null,null,null,null,null,null,null,null,null,null,null,null,null,null,null,null,null,null,null,null,null,null,null,null,null,null,null,null,null,null,null,null,null,null,null,null,null,null,null,null,null,null,null,null,null,null,null,null,null,null,null,null,null,null,null,null,null,"Natural Gas","CH4","Residential",2028,0]
[null,null,null,null,null,null,null,null,null,null,null,null,null,null,null,null,null,null,null,null,null,null,null,null,null,null,null,null,null,null,null,null,null,null,null,null,null,null,null,null,null,null,null,null,null,null,null,null,null,null,null,null,null,null,null,null,null,null,null,null,null,null,null,null,null,null,null,"Natural Gas","CH4","Residential",2029,0]
[null,null,null,null,null,null,null,null,null,null,null,null,null,null,null,null,null,null,null,null,null,null,null,null,null,null,null,null,null,null,null,null,null,null,null,null,null,null,null,null,null,null,null,null,null,null,null,null,null,null,null,null,null,null,null,null,null,null,null,null,null,null,null,null,null,null,null,"Natural Gas","CH4","Residential",2030,0]
[null,null,null,null,null,null,null,null,null,null,null,null,null,null,null,null,null,null,null,null,null,null,null,null,null,null,null,null,null,null,null,null,null,null,null,null,null,null,null,null,null,null,null,null,null,null,null,null,null,null,null,null,null,null,null,null,null,null,null,null,null,null,null,null,null,null,null,"Natural Gas","CH4","Residential",2031,0]
[null,null,null,null,null,null,null,null,null,null,null,null,null,null,null,null,null,null,null,null,null,null,null,null,null,null,null,null,null,null,null,null,null,null,null,null,null,null,null,null,null,null,null,null,null,null,null,null,null,null,null,null,null,null,null,null,null,null,null,null,null,null,null,null,null,null,null,"Natural Gas","CH4","Residential",2032,0]
[null,null,null,null,null,null,null,null,null,null,null,null,null,null,null,null,null,null,null,null,null,null,null,null,null,null,null,null,null,null,null,null,null,null,null,null,null,null,null,null,null,null,null,null,null,null,null,null,null,null,null,null,null,null,null,null,null,null,null,null,null,null,null,null,null,null,null,"Natural Gas","CH4","Residential",2033,0]
[null,null,null,null,null,null,null,null,null,null,null,null,null,null,null,null,null,null,null,null,null,null,null,null,null,null,null,null,null,null,null,null,null,null,null,null,null,null,null,null,null,null,null,null,null,null,null,null,null,null,null,null,null,null,null,null,null,null,null,null,null,null,null,null,null,null,null,"Natural Gas","CH4","Residential",2034,0]
[null,null,null,null,null,null,null,null,null,null,null,null,null,null,null,null,null,null,null,null,null,null,null,null,null,null,null,null,null,null,null,null,null,null,null,null,null,null,null,null,null,null,null,null,null,null,null,null,null,null,null,null,null,null,null,null,null,null,null,null,null,null,null,null,null,null,null,"Natural Gas","CH4","Residential",2035,0]
[null,null,null,null,null,null,null,null,null,null,null,null,null,null,null,null,null,null,null,null,null,null,null,null,null,null,null,null,null,null,null,null,null,null,null,null,null,null,null,null,null,null,null,null,null,null,null,null,null,null,null,null,null,null,null,null,null,null,null,null,null,null,null,null,null,null,null,"Natural Gas","CH4","Residential",2036,0]
[null,null,null,null,null,null,null,null,null,null,null,null,null,null,null,null,null,null,null,null,null,null,null,null,null,null,null,null,null,null,null,null,null,null,null,null,null,null,null,null,null,null,null,null,null,null,null,null,null,null,null,null,null,null,null,null,null,null,null,null,null,null,null,null,null,null,null,"Natural Gas","CH4","Residential",2037,0]
[null,null,null,null,null,null,null,null,null,null,null,null,null,null,null,null,null,null,null,null,null,null,null,null,null,null,null,null,null,null,null,null,null,null,null,null,null,null,null,null,null,null,null,null,null,null,null,null,null,null,null,null,null,null,null,null,null,null,null,null,null,null,null,null,null,null,null,"Natural Gas","CH4","Residential",2038,0]
[null,null,null,null,null,null,null,null,null,null,null,null,null,null,null,null,null,null,null,null,null,null,null,null,null,null,null,null,null,null,null,null,null,null,null,null,null,null,null,null,null,null,null,null,null,null,null,null,null,null,null,null,null,null,null,null,null,null,null,null,null,null,null,null,null,null,null,"Natural Gas","CH4","Residential",2039,0]
[null,null,null,null,null,null,null,null,null,null,null,null,null,null,null,null,null,null,null,null,null,null,null,null,null,null,null,null,null,null,null,null,null,null,null,null,null,null,null,null,null,null,null,null,null,null,null,null,null,null,null,null,null,null,null,null,null,null,null,null,null,null,null,null,null,null,null,"Natural Gas","CH4","Residential",2040,0]
[null,null,null,null,null,null,null,null,null,null,null,null,null,null,null,null,null,null,null,null,null,null,null,null,null,null,null,null,null,null,null,null,null,null,null,null,null,null,null,null,null,null,null,null,null,null,null,null,null,null,null,null,null,null,null,null,null,null,null,null,null,null,null,null,null,null,null,"Natural Gas","N2O","Residential",2013,{"$f":"TRANSPOSE('Energy+Emissions Calculation'!$C$67:$AD$67)","v":0}]
[null,null,null,null,null,null,null,null,null,null,null,null,null,null,null,null,null,null,null,null,null,null,null,null,null,null,null,null,null,null,null,null,null,null,null,null,null,null,null,null,null,null,null,null,null,null,null,null,null,null,null,null,null,null,null,null,null,null,null,null,null,null,null,null,null,null,null,"Natural Gas","N2O","Residential",2014,0]
[null,null,null,null,null,null,null,null,null,null,null,null,null,null,null,null,null,null,null,null,null,null,null,null,null,null,null,null,null,null,null,null,null,null,null,null,null,null,null,null,null,null,null,null,null,null,null,null,null,null,null,null,null,null,null,null,null,null,null,null,null,null,null,null,null,null,null,"Natural Gas","N2O","Residential",2015,0]
[null,null,null,null,null,null,null,null,null,null,null,null,null,null,null,null,null,null,null,null,null,null,null,null,null,null,null,null,null,null,null,null,null,null,null,null,null,null,null,null,null,null,null,null,null,null,null,null,null,null,null,null,null,null,null,null,null,null,null,null,null,null,null,null,null,null,null,"Natural Gas","N2O","Residential",2016,0]
[null,null,null,null,null,null,null,null,null,null,null,null,null,null,null,null,null,null,null,null,null,null,null,null,null,null,null,null,null,null,null,null,null,null,null,null,null,null,null,null,null,null,null,null,null,null,null,null,null,null,null,null,null,null,null,null,null,null,null,null,null,null,null,null,null,null,null,"Natural Gas","N2O","Residential",2017,0]
[null,null,null,null,null,null,null,null,null,null,null,null,null,null,null,null,null,null,null,null,null,null,null,null,null,null,null,null,null,null,null,null,null,null,null,null,null,null,null,null,null,null,null,null,null,null,null,null,null,null,null,null,null,null,null,null,null,null,null,null,null,null,null,null,null,null,null,"Natural Gas","N2O","Residential",2018,0]
[null,null,null,null,null,null,null,null,null,null,null,null,null,null,null,null,null,null,null,null,null,null,null,null,null,null,null,null,null,null,null,null,null,null,null,null,null,null,null,null,null,null,null,null,null,null,null,null,null,null,null,null,null,null,null,null,null,null,null,null,null,null,null,null,null,null,null,"Natural Gas","N2O","Residential",2019,0]
[null,null,null,null,null,null,null,null,null,null,null,null,null,null,null,null,null,null,null,null,null,null,null,null,null,null,null,null,null,null,null,null,null,null,null,null,null,null,null,null,null,null,null,null,null,null,null,null,null,null,null,null,null,null,null,null,null,null,null,null,null,null,null,null,null,null,null,"Natural Gas","N2O","Residential",2020,0]
[null,null,null,null,null,null,null,null,null,null,null,null,null,null,null,null,null,null,null,null,null,null,null,null,null,null,null,null,null,null,null,null,null,null,null,null,null,null,null,null,null,null,null,null,null,null,null,null,null,null,null,null,null,null,null,null,null,null,null,null,null,null,null,null,null,null,null,"Natural Gas","N2O","Residential",2021,0]
[null,null,null,null,null,null,null,null,null,null,null,null,null,null,null,null,null,null,null,null,null,null,null,null,null,null,null,null,null,null,null,null,null,null,null,null,null,null,null,null,null,null,null,null,null,null,null,null,null,null,null,null,null,null,null,null,null,null,null,null,null,null,null,null,null,null,null,"Natural Gas","N2O","Residential",2022,0]
[null,null,null,null,null,null,null,null,null,null,null,null,null,null,null,null,null,null,null,null,null,null,null,null,null,null,null,null,null,null,null,null,null,null,null,null,null,null,null,null,null,null,null,null,null,null,null,null,null,null,null,null,null,null,null,null,null,null,null,null,null,null,null,null,null,null,null,"Natural Gas","N2O","Residential",2023,0]
[null,null,null,null,null,null,null,null,null,null,null,null,null,null,null,null,null,null,null,null,null,null,null,null,null,null,null,null,null,null,null,null,null,null,null,null,null,null,null,null,null,null,null,null,null,null,null,null,null,null,null,null,null,null,null,null,null,null,null,null,null,null,null,null,null,null,null,"Natural Gas","N2O","Residential",2024,0]
[null,null,null,null,null,null,null,null,null,null,null,null,null,null,null,null,null,null,null,null,null,null,null,null,null,null,null,null,null,null,null,null,null,null,null,null,null,null,null,null,null,null,null,null,null,null,null,null,null,null,null,null,null,null,null,null,null,null,null,null,null,null,null,null,null,null,null,"Natural Gas","N2O","Residential",2025,0]
[null,null,null,null,null,null,null,null,null,null,null,null,null,null,null,null,null,null,null,null,null,null,null,null,null,null,null,null,null,null,null,null,null,null,null,null,null,null,null,null,null,null,null,null,null,null,null,null,null,null,null,null,null,null,null,null,null,null,null,null,null,null,null,null,null,null,null,"Natural Gas","N2O","Residential",2026,0]
[null,null,null,null,null,null,null,null,null,null,null,null,null,null,null,null,null,null,null,null,null,null,null,null,null,null,null,null,null,null,null,null,null,null,null,null,null,null,null,null,null,null,null,null,null,null,null,null,null,null,null,null,null,null,null,null,null,null,null,null,null,null,null,null,null,null,null,"Natural Gas","N2O","Residential",2027,0]
[null,null,null,null,null,null,null,null,null,null,null,null,null,null,null,null,null,null,null,null,null,null,null,null,null,null,null,null,null,null,null,null,null,null,null,null,null,null,null,null,null,null,null,null,null,null,null,null,null,null,null,null,null,null,null,null,null,null,null,null,null,null,null,null,null,null,null,"Natural Gas","N2O","Residential",2028,0]
[null,null,null,null,null,null,null,null,null,null,null,null,null,null,null,null,null,null,null,null,null,null,null,null,null,null,null,null,null,null,null,null,null,null,null,null,null,null,null,null,null,null,null,null,null,null,null,null,null,null,null,null,null,null,null,null,null,null,null,null,null,null,null,null,null,null,null,"Natural Gas","N2O","Residential",2029,0]
[null,null,null,null,null,null,null,null,null,null,null,null,null,null,null,null,null,null,null,null,null,null,null,null,null,null,null,null,null,null,null,null,null,null,null,null,null,null,null,null,null,null,null,null,null,null,null,null,null,null,null,null,null,null,null,null,null,null,null,null,null,null,null,null,null,null,null,"Natural Gas","N2O","Residential",2030,0]
[null,null,null,null,null,null,null,null,null,null,null,null,null,null,null,null,null,null,null,null,null,null,null,null,null,null,null,null,null,null,null,null,null,null,null,null,null,null,null,null,null,null,null,null,null,null,null,null,null,null,null,null,null,null,null,null,null,null,null,null,null,null,null,null,null,null,null,"Natural Gas","N2O","Residential",2031,0]
[null,null,null,null,null,null,null,null,null,null,null,null,null,null,null,null,null,null,null,null,null,null,null,null,null,null,null,null,null,null,null,null,null,null,null,null,null,null,null,null,null,null,null,null,null,null,null,null,null,null,null,null,null,null,null,null,null,null,null,null,null,null,null,null,null,null,null,"Natural Gas","N2O","Residential",2032,0]
[null,null,null,null,null,null,null,null,null,null,null,null,null,null,null,null,null,null,null,null,null,null,null,null,null,null,null,null,null,null,null,null,null,null,null,null,null,null,null,null,null,null,null,null,null,null,null,null,null,null,null,null,null,null,null,null,null,null,null,null,null,null,null,null,null,null,null,"Natural Gas","N2O","Residential",2033,0]
[null,null,null,null,null,null,null,null,null,null,null,null,null,null,null,null,null,null,null,null,null,null,null,null,null,null,null,null,null,null,null,null,null,null,null,null,null,null,null,null,null,null,null,null,null,null,null,null,null,null,null,null,null,null,null,null,null,null,null,null,null,null,null,null,null,null,null,"Natural Gas","N2O","Residential",2034,0]
[null,null,null,null,null,null,null,null,null,null,null,null,null,null,null,null,null,null,null,null,null,null,null,null,null,null,null,null,null,null,null,null,null,null,null,null,null,null,null,null,null,null,null,null,null,null,null,null,null,null,null,null,null,null,null,null,null,null,null,null,null,null,null,null,null,null,null,"Natural Gas","N2O","Residential",2035,0]
[null,null,null,null,null,null,null,null,null,null,null,null,null,null,null,null,null,null,null,null,null,null,null,null,null,null,null,null,null,null,null,null,null,null,null,null,null,null,null,null,null,null,null,null,null,null,null,null,null,null,null,null,null,null,null,null,null,null,null,null,null,null,null,null,null,null,null,"Natural Gas","N2O","Residential",2036,0]
[null,null,null,null,null,null,null,null,null,null,null,null,null,null,null,null,null,null,null,null,null,null,null,null,null,null,null,null,null,null,null,null,null,null,null,null,null,null,null,null,null,null,null,null,null,null,null,null,null,null,null,null,null,null,null,null,null,null,null,null,null,null,null,null,null,null,null,"Natural Gas","N2O","Residential",2037,0]
[null,null,null,null,null,null,null,null,null,null,null,null,null,null,null,null,null,null,null,null,null,null,null,null,null,null,null,null,null,null,null,null,null,null,null,null,null,null,null,null,null,null,null,null,null,null,null,null,null,null,null,null,null,null,null,null,null,null,null,null,null,null,null,null,null,null,null,"Natural Gas","N2O","Residential",2038,0]
[null,null,null,null,null,null,null,null,null,null,null,null,null,null,null,null,null,null,null,null,null,null,null,null,null,null,null,null,null,null,null,null,null,null,null,null,null,null,null,null,null,null,null,null,null,null,null,null,null,null,null,null,null,null,null,null,null,null,null,null,null,null,null,null,null,null,null,"Natural Gas","N2O","Residential",2039,0]
[null,null,null,null,null,null,null,null,null,null,null,null,null,null,null,null,null,null,null,null,null,null,null,null,null,null,null,null,null,null,null,null,null,null,null,null,null,null,null,null,null,null,null,null,null,null,null,null,null,null,null,null,null,null,null,null,null,null,null,null,null,null,null,null,null,null,null,"Natural Gas","N2O","Residential",2040,0]
[null,null,null,null,null,null,null,null,null,null,null,null,null,null,null,null,null,null,null,null,null,null,null,null,null,null,null,null,null,null,null,null,null,null,null,null,null,null,null,null,null,null,null,null,null,null,null,null,null,null,null,null,null,null,null,null,null,null,null,null,null,null,null,null,null,null,null,"Natural Gas","CO2","Residential",2013,{"$f":"TRANSPOSE('Energy+Emissions Calculation'!$C$68:$AD$68)","v":0}]
[null,null,null,null,null,null,null,null,null,null,null,null,null,null,null,null,null,null,null,null,null,null,null,null,null,null,null,null,null,null,null,null,null,null,null,null,null,null,null,null,null,null,null,null,null,null,null,null,null,null,null,null,null,null,null,null,null,null,null,null,null,null,null,null,null,null,null,"Natural Gas","CO2","Residential",2014,0]
[null,null,null,null,null,null,null,null,null,null,null,null,null,null,null,null,null,null,null,null,null,null,null,null,null,null,null,null,null,null,null,null,null,null,null,null,null,null,null,null,null,null,null,null,null,null,null,null,null,null,null,null,null,null,null,null,null,null,null,null,null,null,null,null,null,null,null,"Natural Gas","CO2","Residential",2015,0]
[null,null,null,null,null,null,null,null,null,null,null,null,null,null,null,null,null,null,null,null,null,null,null,null,null,null,null,null,null,null,null,null,null,null,null,null,null,null,null,null,null,null,null,null,null,null,null,null,null,null,null,null,null,null,null,null,null,null,null,null,null,null,null,null,null,null,null,"Natural Gas","CO2","Residential",2016,0]
[null,null,null,null,null,null,null,null,null,null,null,null,null,null,null,null,null,null,null,null,null,null,null,null,null,null,null,null,null,null,null,null,null,null,null,null,null,null,null,null,null,null,null,null,null,null,null,null,null,null,null,null,null,null,null,null,null,null,null,null,null,null,null,null,null,null,null,"Natural Gas","CO2","Residential",2017,0]
[null,null,null,null,null,null,null,null,null,null,null,null,null,null,null,null,null,null,null,null,null,null,null,null,null,null,null,null,null,null,null,null,null,null,null,null,null,null,null,null,null,null,null,null,null,null,null,null,null,null,null,null,null,null,null,null,null,null,null,null,null,null,null,null,null,null,null,"Natural Gas","CO2","Residential",2018,0]
[null,null,null,null,null,null,null,null,null,null,null,null,null,null,null,null,null,null,null,null,null,null,null,null,null,null,null,null,null,null,null,null,null,null,null,null,null,null,null,null,null,null,null,null,null,null,null,null,null,null,null,null,null,null,null,null,null,null,null,null,null,null,null,null,null,null,null,"Natural Gas","CO2","Residential",2019,0]
[null,null,null,null,null,null,null,null,null,null,null,null,null,null,null,null,null,null,null,null,null,null,null,null,null,null,null,null,null,null,null,null,null,null,null,null,null,null,null,null,null,null,null,null,null,null,null,null,null,null,null,null,null,null,null,null,null,null,null,null,null,null,null,null,null,null,null,"Natural Gas","CO2","Residential",2020,0]
[null,null,null,null,null,null,null,null,null,null,null,null,null,null,null,null,null,null,null,null,null,null,null,null,null,null,null,null,null,null,null,null,null,null,null,null,null,null,null,null,null,null,null,null,null,null,null,null,null,null,null,null,null,null,null,null,null,null,null,null,null,null,null,null,null,null,null,"Natural Gas","CO2","Residential",2021,0]
[null,null,null,null,null,null,null,null,null,null,null,null,null,null,null,null,null,null,null,null,null,null,null,null,null,null,null,null,null,null,null,null,null,null,null,null,null,null,null,null,null,null,null,null,null,null,null,null,null,null,null,null,null,null,null,null,null,null,null,null,null,null,null,null,null,null,null,"Natural Gas","CO2","Residential",2022,0]
[null,null,null,null,null,null,null,null,null,null,null,null,null,null,null,null,null,null,null,null,null,null,null,null,null,null,null,null,null,null,null,null,null,null,null,null,null,null,null,null,null,null,null,null,null,null,null,null,null,null,null,null,null,null,null,null,null,null,null,null,null,null,null,null,null,null,null,"Natural Gas","CO2","Residential",2023,0]
[null,null,null,null,null,null,null,null,null,null,null,null,null,null,null,null,null,null,null,null,null,null,null,null,null,null,null,null,null,null,null,null,null,null,null,null,null,null,null,null,null,null,null,null,null,null,null,null,null,null,null,null,null,null,null,null,null,null,null,null,null,null,null,null,null,null,null,"Natural Gas","CO2","Residential",2024,0]
[null,null,null,null,null,null,null,null,null,null,null,null,null,null,null,null,null,null,null,null,null,null,null,null,null,null,null,null,null,null,null,null,null,null,null,null,null,null,null,null,null,null,null,null,null,null,null,null,null,null,null,null,null,null,null,null,null,null,null,null,null,null,null,null,null,null,null,"Natural Gas","CO2","Residential",2025,0]
[null,null,null,null,null,null,null,null,null,null,null,null,null,null,null,null,null,null,null,null,null,null,null,null,null,null,null,null,null,null,null,null,null,null,null,null,null,null,null,null,null,null,null,null,null,null,null,null,null,null,null,null,null,null,null,null,null,null,null,null,null,null,null,null,null,null,null,"Natural Gas","CO2","Residential",2026,0]
[null,null,null,null,null,null,null,null,null,null,null,null,null,null,null,null,null,null,null,null,null,null,null,null,null,null,null,null,null,null,null,null,null,null,null,null,null,null,null,null,null,null,null,null,null,null,null,null,null,null,null,null,null,null,null,null,null,null,null,null,null,null,null,null,null,null,null,"Natural Gas","CO2","Residential",2027,0]
[null,null,null,null,null,null,null,null,null,null,null,null,null,null,null,null,null,null,null,null,null,null,null,null,null,null,null,null,null,null,null,null,null,null,null,null,null,null,null,null,null,null,null,null,null,null,null,null,null,null,null,null,null,null,null,null,null,null,null,null,null,null,null,null,null,null,null,"Natural Gas","CO2","Residential",2028,0]
[null,null,null,null,null,null,null,null,null,null,null,null,null,null,null,null,null,null,null,null,null,null,null,null,null,null,null,null,null,null,null,null,null,null,null,null,null,null,null,null,null,null,null,null,null,null,null,null,null,null,null,null,null,null,null,null,null,null,null,null,null,null,null,null,null,null,null,"Natural Gas","CO2","Residential",2029,0]
[null,null,null,null,null,null,null,null,null,null,null,null,null,null,null,null,null,null,null,null,null,null,null,null,null,null,null,null,null,null,null,null,null,null,null,null,null,null,null,null,null,null,null,null,null,null,null,null,null,null,null,null,null,null,null,null,null,null,null,null,null,null,null,null,null,null,null,"Natural Gas","CO2","Residential",2030,0]
[null,null,null,null,null,null,null,null,null,null,null,null,null,null,null,null,null,null,null,null,null,null,null,null,null,null,null,null,null,null,null,null,null,null,null,null,null,null,null,null,null,null,null,null,null,null,null,null,null,null,null,null,null,null,null,null,null,null,null,null,null,null,null,null,null,null,null,"Natural Gas","CO2","Residential",2031,0]
[null,null,null,null,null,null,null,null,null,null,null,null,null,null,null,null,null,null,null,null,null,null,null,null,null,null,null,null,null,null,null,null,null,null,null,null,null,null,null,null,null,null,null,null,null,null,null,null,null,null,null,null,null,null,null,null,null,null,null,null,null,null,null,null,null,null,null,"Natural Gas","CO2","Residential",2032,0]
[null,null,null,null,null,null,null,null,null,null,null,null,null,null,null,null,null,null,null,null,null,null,null,null,null,null,null,null,null,null,null,null,null,null,null,null,null,null,null,null,null,null,null,null,null,null,null,null,null,null,null,null,null,null,null,null,null,null,null,null,null,null,null,null,null,null,null,"Natural Gas","CO2","Residential",2033,0]
[null,null,null,null,null,null,null,null,null,null,null,null,null,null,null,null,null,null,null,null,null,null,null,null,null,null,null,null,null,null,null,null,null,null,null,null,null,null,null,null,null,null,null,null,null,null,null,null,null,null,null,null,null,null,null,null,null,null,null,null,null,null,null,null,null,null,null,"Natural Gas","CO2","Residential",2034,0]
[null,null,null,null,null,null,null,null,null,null,null,null,null,null,null,null,null,null,null,null,null,null,null,null,null,null,null,null,null,null,null,null,null,null,null,null,null,null,null,null,null,null,null,null,null,null,null,null,null,null,null,null,null,null,null,null,null,null,null,null,null,null,null,null,null,null,null,"Natural Gas","CO2","Residential",2035,0]
[null,null,null,null,null,null,null,null,null,null,null,null,null,null,null,null,null,null,null,null,null,null,null,null,null,null,null,null,null,null,null,null,null,null,null,null,null,null,null,null,null,null,null,null,null,null,null,null,null,null,null,null,null,null,null,null,null,null,null,null,null,null,null,null,null,null,null,"Natural Gas","CO2","Residential",2036,0]
[null,null,null,null,null,null,null,null,null,null,null,null,null,null,null,null,null,null,null,null,null,null,null,null,null,null,null,null,null,null,null,null,null,null,null,null,null,null,null,null,null,null,null,null,null,null,null,null,null,null,null,null,null,null,null,null,null,null,null,null,null,null,null,null,null,null,null,"Natural Gas","CO2","Residential",2037,0]
[null,null,null,null,null,null,null,null,null,null,null,null,null,null,null,null,null,null,null,null,null,null,null,null,null,null,null,null,null,null,null,null,null,null,null,null,null,null,null,null,null,null,null,null,null,null,null,null,null,null,null,null,null,null,null,null,null,null,null,null,null,null,null,null,null,null,null,"Natural Gas","CO2","Residential",2038,0]
[null,null,null,null,null,null,null,null,null,null,null,null,null,null,null,null,null,null,null,null,null,null,null,null,null,null,null,null,null,null,null,null,null,null,null,null,null,null,null,null,null,null,null,null,null,null,null,null,null,null,null,null,null,null,null,null,null,null,null,null,null,null,null,null,null,null,null,"Natural Gas","CO2","Residential",2039,0]
[null,null,null,null,null,null,null,null,null,null,null,null,null,null,null,null,null,null,null,null,null,null,null,null,null,null,null,null,null,null,null,null,null,null,null,null,null,null,null,null,null,null,null,null,null,null,null,null,null,null,null,null,null,null,null,null,null,null,null,null,null,null,null,null,null,null,null,"Natural Gas","CO2","Residential",2040,0]
[null,null,null,null,null,null,null,null,null,null,null,null,null,null,null,null,null,null,null,null,null,null,null,null,null,null,null,null,null,null,null,null,null,null,null,null,null,null,null,null,null,null,null,null,null,null,null,null,null,null,null,null,null,null,null,null,null,null,null,null,null,null,null,null,null,null,null,"Natural Gas","CO2e","Residential",2013,{"$f":"TRANSPOSE('Energy+Emissions Calculation'!$C$69:$AD$69)","v":0}]
[null,null,null,null,null,null,null,null,null,null,null,null,null,null,null,null,null,null,null,null,null,null,null,null,null,null,null,null,null,null,null,null,null,null,null,null,null,null,null,null,null,null,null,null,null,null,null,null,null,null,null,null,null,null,null,null,null,null,null,null,null,null,null,null,null,null,null,"Natural Gas","CO2e","Residential",2014,0]
[null,null,null,null,null,null,null,null,null,null,null,null,null,null,null,null,null,null,null,null,null,null,null,null,null,null,null,null,null,null,null,null,null,null,null,null,null,null,null,null,null,null,null,null,null,null,null,null,null,null,null,null,null,null,null,null,null,null,null,null,null,null,null,null,null,null,null,"Natural Gas","CO2e","Residential",2015,0]
[null,null,null,null,null,null,null,null,null,null,null,null,null,null,null,null,null,null,null,null,null,null,null,null,null,null,null,null,null,null,null,null,null,null,null,null,null,null,null,null,null,null,null,null,null,null,null,null,null,null,null,null,null,null,null,null,null,null,null,null,null,null,null,null,null,null,null,"Natural Gas","CO2e","Residential",2016,0]
[null,null,null,null,null,null,null,null,null,null,null,null,null,null,null,null,null,null,null,null,null,null,null,null,null,null,null,null,null,null,null,null,null,null,null,null,null,null,null,null,null,null,null,null,null,null,null,null,null,null,null,null,null,null,null,null,null,null,null,null,null,null,null,null,null,null,null,"Natural Gas","CO2e","Residential",2017,0]
[null,null,null,null,null,null,null,null,null,null,null,null,null,null,null,null,null,null,null,null,null,null,null,null,null,null,null,null,null,null,null,null,null,null,null,null,null,null,null,null,null,null,null,null,null,null,null,null,null,null,null,null,null,null,null,null,null,null,null,null,null,null,null,null,null,null,null,"Natural Gas","CO2e","Residential",2018,0]
[null,null,null,null,null,null,null,null,null,null,null,null,null,null,null,null,null,null,null,null,null,null,null,null,null,null,null,null,null,null,null,null,null,null,null,null,null,null,null,null,null,null,null,null,null,null,null,null,null,null,null,null,null,null,null,null,null,null,null,null,null,null,null,null,null,null,null,"Natural Gas","CO2e","Residential",2019,0]
[null,null,null,null,null,null,null,null,null,null,null,null,null,null,null,null,null,null,null,null,null,null,null,null,null,null,null,null,null,null,null,null,null,null,null,null,null,null,null,null,null,null,null,null,null,null,null,null,null,null,null,null,null,null,null,null,null,null,null,null,null,null,null,null,null,null,null,"Natural Gas","CO2e","Residential",2020,0]
[null,null,null,null,null,null,null,null,null,null,null,null,null,null,null,null,null,null,null,null,null,null,null,null,null,null,null,null,null,null,null,null,null,null,null,null,null,null,null,null,null,null,null,null,null,null,null,null,null,null,null,null,null,null,null,null,null,null,null,null,null,null,null,null,null,null,null,"Natural Gas","CO2e","Residential",2021,0]
[null,null,null,null,null,null,null,null,null,null,null,null,null,null,null,null,null,null,null,null,null,null,null,null,null,null,null,null,null,null,null,null,null,null,null,null,null,null,null,null,null,null,null,null,null,null,null,null,null,null,null,null,null,null,null,null,null,null,null,null,null,null,null,null,null,null,null,"Natural Gas","CO2e","Residential",2022,0]
[null,null,null,null,null,null,null,null,null,null,null,null,null,null,null,null,null,null,null,null,null,null,null,null,null,null,null,null,null,null,null,null,null,null,null,null,null,null,null,null,null,null,null,null,null,null,null,null,null,null,null,null,null,null,null,null,null,null,null,null,null,null,null,null,null,null,null,"Natural Gas","CO2e","Residential",2023,0]
[null,null,null,null,null,null,null,null,null,null,null,null,null,null,null,null,null,null,null,null,null,null,null,null,null,null,null,null,null,null,null,null,null,null,null,null,null,null,null,null,null,null,null,null,null,null,null,null,null,null,null,null,null,null,null,null,null,null,null,null,null,null,null,null,null,null,null,"Natural Gas","CO2e","Residential",2024,0]
[null,null,null,null,null,null,null,null,null,null,null,null,null,null,null,null,null,null,null,null,null,null,null,null,null,null,null,null,null,null,null,null,null,null,null,null,null,null,null,null,null,null,null,null,null,null,null,null,null,null,null,null,null,null,null,null,null,null,null,null,null,null,null,null,null,null,null,"Natural Gas","CO2e","Residential",2025,0]
[null,null,null,null,null,null,null,null,null,null,null,null,null,null,null,null,null,null,null,null,null,null,null,null,null,null,null,null,null,null,null,null,null,null,null,null,null,null,null,null,null,null,null,null,null,null,null,null,null,null,null,null,null,null,null,null,null,null,null,null,null,null,null,null,null,null,null,"Natural Gas","CO2e","Residential",2026,0]
[null,null,null,null,null,null,null,null,null,null,null,null,null,null,null,null,null,null,null,null,null,null,null,null,null,null,null,null,null,null,null,null,null,null,null,null,null,null,null,null,null,null,null,null,null,null,null,null,null,null,null,null,null,null,null,null,null,null,null,null,null,null,null,null,null,null,null,"Natural Gas","CO2e","Residential",2027,0]
[null,null,null,null,null,null,null,null,null,null,null,null,null,null,null,null,null,null,null,null,null,null,null,null,null,null,null,null,null,null,null,null,null,null,null,null,null,null,null,null,null,null,null,null,null,null,null,null,null,null,null,null,null,null,null,null,null,null,null,null,null,null,null,null,null,null,null,"Natural Gas","CO2e","Residential",2028,0]
[null,null,null,null,null,null,null,null,null,null,null,null,null,null,null,null,null,null,null,null,null,null,null,null,null,null,null,null,null,null,null,null,null,null,null,null,null,null,null,null,null,null,null,null,null,null,null,null,null,null,null,null,null,null,null,null,null,null,null,null,null,null,null,null,null,null,null,"Natural Gas","CO2e","Residential",2029,0]
[null,null,null,null,null,null,null,null,null,null,null,null,null,null,null,null,null,null,null,null,null,null,null,null,null,null,null,null,null,null,null,null,null,null,null,null,null,null,null,null,null,null,null,null,null,null,null,null,null,null,null,null,null,null,null,null,null,null,null,null,null,null,null,null,null,null,null,"Natural Gas","CO2e","Residential",2030,0]
[null,null,null,null,null,null,null,null,null,null,null,null,null,null,null,null,null,null,null,null,null,null,null,null,null,null,null,null,null,null,null,null,null,null,null,null,null,null,null,null,null,null,null,null,null,null,null,null,null,null,null,null,null,null,null,null,null,null,null,null,null,null,null,null,null,null,null,"Natural Gas","CO2e","Residential",2031,0]
[null,null,null,null,null,null,null,null,null,null,null,null,null,null,null,null,null,null,null,null,null,null,null,null,null,null,null,null,null,null,null,null,null,null,null,null,null,null,null,null,null,null,null,null,null,null,null,null,null,null,null,null,null,null,null,null,null,null,null,null,null,null,null,null,null,null,null,"Natural Gas","CO2e","Residential",2032,0]
[null,null,null,null,null,null,null,null,null,null,null,null,null,null,null,null,null,null,null,null,null,null,null,null,null,null,null,null,null,null,null,null,null,null,null,null,null,null,null,null,null,null,null,null,null,null,null,null,null,null,null,null,null,null,null,null,null,null,null,null,null,null,null,null,null,null,null,"Natural Gas","CO2e","Residential",2033,0]
[null,null,null,null,null,null,null,null,null,null,null,null,null,null,null,null,null,null,null,null,null,null,null,null,null,null,null,null,null,null,null,null,null,null,null,null,null,null,null,null,null,null,null,null,null,null,null,null,null,null,null,null,null,null,null,null,null,null,null,null,null,null,null,null,null,null,null,"Natural Gas","CO2e","Residential",2034,0]
[null,null,null,null,null,null,null,null,null,null,null,null,null,null,null,null,null,null,null,null,null,null,null,null,null,null,null,null,null,null,null,null,null,null,null,null,null,null,null,null,null,null,null,null,null,null,null,null,null,null,null,null,null,null,null,null,null,null,null,null,null,null,null,null,null,null,null,"Natural Gas","CO2e","Residential",2035,0]
[null,null,null,null,null,null,null,null,null,null,null,null,null,null,null,null,null,null,null,null,null,null,null,null,null,null,null,null,null,null,null,null,null,null,null,null,null,null,null,null,null,null,null,null,null,null,null,null,null,null,null,null,null,null,null,null,null,null,null,null,null,null,null,null,null,null,null,"Natural Gas","CO2e","Residential",2036,0]
[null,null,null,null,null,null,null,null,null,null,null,null,null,null,null,null,null,null,null,null,null,null,null,null,null,null,null,null,null,null,null,null,null,null,null,null,null,null,null,null,null,null,null,null,null,null,null,null,null,null,null,null,null,null,null,null,null,null,null,null,null,null,null,null,null,null,null,"Natural Gas","CO2e","Residential",2037,0]
[null,null,null,null,null,null,null,null,null,null,null,null,null,null,null,null,null,null,null,null,null,null,null,null,null,null,null,null,null,null,null,null,null,null,null,null,null,null,null,null,null,null,null,null,null,null,null,null,null,null,null,null,null,null,null,null,null,null,null,null,null,null,null,null,null,null,null,"Natural Gas","CO2e","Residential",2038,0]
[null,null,null,null,null,null,null,null,null,null,null,null,null,null,null,null,null,null,null,null,null,null,null,null,null,null,null,null,null,null,null,null,null,null,null,null,null,null,null,null,null,null,null,null,null,null,null,null,null,null,null,null,null,null,null,null,null,null,null,null,null,null,null,null,null,null,null,"Natural Gas","CO2e","Residential",2039,0]
[null,null,null,null,null,null,null,null,null,null,null,null,null,null,null,null,null,null,null,null,null,null,null,null,null,null,null,null,null,null,null,null,null,null,null,null,null,null,null,null,null,null,null,null,null,null,null,null,null,null,null,null,null,null,null,null,null,null,null,null,null,null,null,null,null,null,null,"Natural Gas","CO2e","Residential",2040,0]
[null,null,null,null,null,null,null,null,null,null,null,null,null,null,null,null,null,null,null,null,null,null,null,null,null,null,null,null,null,null,null,null,null,null,null,null,null,null,null,null,null,null,null,null,null,null,null,null,null,null,null,null,null,null,null,null,null,null,null,null,null,null,null,null,null,null,null,"Electricity","MWh","Commercial",2013,{"$f":"TRANSPOSE('Energy+Emissions Calculation'!$AI$21:$BJ$21)","v":0}]
[null,null,null,null,null,null,null,null,null,null,null,null,null,null,null,null,null,null,null,null,null,null,null,null,null,null,null,null,null,null,null,null,null,null,null,null,null,null,null,null,null,null,null,null,null,null,null,null,null,null,null,null,null,null,null,null,null,null,null,null,null,null,null,null,null,null,null,"Electricity","MWh","Commercial",2014,0]
[null,null,null,null,null,null,null,null,null,null,null,null,null,null,null,null,null,null,null,null,null,null,null,null,null,null,null,null,null,null,null,null,null,null,null,null,null,null,null,null,null,null,null,null,null,null,null,null,null,null,null,null,null,null,null,null,null,null,null,null,null,null,null,null,null,null,null,"Electricity","MWh","Commercial",2015,0]
[null,null,null,null,null,null,null,null,null,null,null,null,null,null,null,null,null,null,null,null,null,null,null,null,null,null,null,null,null,null,null,null,null,null,null,null,null,null,null,null,null,null,null,null,null,null,null,null,null,null,null,null,null,null,null,null,null,null,null,null,null,null,null,null,null,null,null,"Electricity","MWh","Commercial",2016,0]
[null,null,null,null,null,null,null,null,null,null,null,null,null,null,null,null,null,null,null,null,null,null,null,null,null,null,null,null,null,null,null,null,null,null,null,null,null,null,null,null,null,null,null,null,null,null,null,null,null,null,null,null,null,null,null,null,null,null,null,null,null,null,null,null,null,null,null,"Electricity","MWh","Commercial",2017,0]
[null,null,null,null,null,null,null,null,null,null,null,null,null,null,null,null,null,null,null,null,null,null,null,null,null,null,null,null,null,null,null,null,null,null,null,null,null,null,null,null,null,null,null,null,null,null,null,null,null,null,null,null,null,null,null,null,null,null,null,null,null,null,null,null,null,null,null,"Electricity","MWh","Commercial",2018,0]
[null,null,null,null,null,null,null,null,null,null,null,null,null,null,null,null,null,null,null,null,null,null,null,null,null,null,null,null,null,null,null,null,null,null,null,null,null,null,null,null,null,null,null,null,null,null,null,null,null,null,null,null,null,null,null,null,null,null,null,null,null,null,null,null,null,null,null,"Electricity","MWh","Commercial",2019,4148989.7198138256]
[null,null,null,null,null,null,null,null,null,null,null,null,null,null,null,null,null,null,null,null,null,null,null,null,null,null,null,null,null,null,null,null,null,null,null,null,null,null,null,null,null,null,null,null,null,null,null,null,null,null,null,null,null,null,null,null,null,null,null,null,null,null,null,null,null,null,null,"Electricity","MWh","Commercial",2020,4091870.2722724443]
[null,null,null,null,null,null,null,null,null,null,null,null,null,null,null,null,null,null,null,null,null,null,null,null,null,null,null,null,null,null,null,null,null,null,null,null,null,null,null,null,null,null,null,null,null,null,null,null,null,null,null,null,null,null,null,null,null,null,null,null,null,null,null,null,null,null,null,"Electricity","MWh","Commercial",2021,4087467.184478052]
[null,null,null,null,null,null,null,null,null,null,null,null,null,null,null,null,null,null,null,null,null,null,null,null,null,null,null,null,null,null,null,null,null,null,null,null,null,null,null,null,null,null,null,null,null,null,null,null,null,null,null,null,null,null,null,null,null,null,null,null,null,null,null,null,null,null,null,"Electricity","MWh","Commercial",2022,4069476.1713211946]
[null,null,null,null,null,null,null,null,null,null,null,null,null,null,null,null,null,null,null,null,null,null,null,null,null,null,null,null,null,null,null,null,null,null,null,null,null,null,null,null,null,null,null,null,null,null,null,null,null,null,null,null,null,null,null,null,null,null,null,null,null,null,null,null,null,null,null,"Electricity","MWh","Commercial",2023,4054022.4813090814]
[null,null,null,null,null,null,null,null,null,null,null,null,null,null,null,null,null,null,null,null,null,null,null,null,null,null,null,null,null,null,null,null,null,null,null,null,null,null,null,null,null,null,null,null,null,null,null,null,null,null,null,null,null,null,null,null,null,null,null,null,null,null,null,null,null,null,null,"Electricity","MWh","Commercial",2024,4063141.9023355669]
[null,null,null,null,null,null,null,null,null,null,null,null,null,null,null,null,null,null,null,null,null,null,null,null,null,null,null,null,null,null,null,null,null,null,null,null,null,null,null,null,null,null,null,null,null,null,null,null,null,null,null,null,null,null,null,null,null,null,null,null,null,null,null,null,null,null,null,"Electricity","MWh","Commercial",2025,4064205.2969102836]
[null,null,null,null,null,null,null,null,null,null,null,null,null,null,null,null,null,null,null,null,null,null,null,null,null,null,null,null,null,null,null,null,null,null,null,null,null,null,null,null,null,null,null,null,null,null,null,null,null,null,null,null,null,null,null,null,null,null,null,null,null,null,null,null,null,null,null,"Electricity","MWh","Commercial",2026,4005942.2995319595]
[null,null,null,null,null,null,null,null,null,null,null,null,null,null,null,null,null,null,null,null,null,null,null,null,null,null,null,null,null,null,null,null,null,null,null,null,null,null,null,null,null,null,null,null,null,null,null,null,null,null,null,null,null,null,null,null,null,null,null,null,null,null,null,null,null,null,null,"Electricity","MWh","Commercial",2027,3956035.708913805]
[null,null,null,null,null,null,null,null,null,null,null,null,null,null,null,null,null,null,null,null,null,null,null,null,null,null,null,null,null,null,null,null,null,null,null,null,null,null,null,null,null,null,null,null,null,null,null,null,null,null,null,null,null,null,null,null,null,null,null,null,null,null,null,null,null,null,null,"Electricity","MWh","Commercial",2028,3939246.5811450928]
[null,null,null,null,null,null,null,null,null,null,null,null,null,null,null,null,null,null,null,null,null,null,null,null,null,null,null,null,null,null,null,null,null,null,null,null,null,null,null,null,null,null,null,null,null,null,null,null,null,null,null,null,null,null,null,null,null,null,null,null,null,null,null,null,null,null,null,"Electricity","MWh","Commercial",2029,3941131.6989244339]
[null,null,null,null,null,null,null,null,null,null,null,null,null,null,null,null,null,null,null,null,null,null,null,null,null,null,null,null,null,null,null,null,null,null,null,null,null,null,null,null,null,null,null,null,null,null,null,null,null,null,null,null,null,null,null,null,null,null,null,null,null,null,null,null,null,null,null,"Electricity","MWh","Commercial",2030,3946396.2928394936]
[null,null,null,null,null,null,null,null,null,null,null,null,null,null,null,null,null,null,null,null,null,null,null,null,null,null,null,null,null,null,null,null,null,null,null,null,null,null,null,null,null,null,null,null,null,null,null,null,null,null,null,null,null,null,null,null,null,null,null,null,null,null,null,null,null,null,null,"Electricity","MWh","Commercial",2031,4002490.9797488996]
[null,null,null,null,null,null,null,null,null,null,null,null,null,null,null,null,null,null,null,null,null,null,null,null,null,null,null,null,null,null,null,null,null,null,null,null,null,null,null,null,null,null,null,null,null,null,null,null,null,null,null,null,null,null,null,null,null,null,null,null,null,null,null,null,null,null,null,"Electricity","MWh","Commercial",2032,4155654.9144804878]
[null,null,null,null,null,null,null,null,null,null,null,null,null,null,null,null,null,null,null,null,null,null,null,null,null,null,null,null,null,null,null,null,null,null,null,null,null,null,null,null,null,null,null,null,null,null,null,null,null,null,null,null,null,null,null,null,null,null,null,null,null,null,null,null,null,null,null,"Electricity","MWh","Commercial",2033,4294180.5848654043]
[null,null,null,null,null,null,null,null,null,null,null,null,null,null,null,null,null,null,null,null,null,null,null,null,null,null,null,null,null,null,null,null,null,null,null,null,null,null,null,null,null,null,null,null,null,null,null,null,null,null,null,null,null,null,null,null,null,null,null,null,null,null,null,null,null,null,null,"Electricity","MWh","Commercial",2034,4424019.3841437409]
[null,null,null,null,null,null,null,null,null,null,null,null,null,null,null,null,null,null,null,null,null,null,null,null,null,null,null,null,null,null,null,null,null,null,null,null,null,null,null,null,null,null,null,null,null,null,null,null,null,null,null,null,null,null,null,null,null,null,null,null,null,null,null,null,null,null,null,"Electricity","MWh","Commercial",2035,4585610.5358550046]
[null,null,null,null,null,null,null,null,null,null,null,null,null,null,null,null,null,null,null,null,null,null,null,null,null,null,null,null,null,null,null,null,null,null,null,null,null,null,null,null,null,null,null,null,null,null,null,null,null,null,null,null,null,null,null,null,null,null,null,null,null,null,null,null,null,null,null,"Electricity","MWh","Commercial",2036,4766142.4749173457]
[null,null,null,null,null,null,null,null,null,null,null,null,null,null,null,null,null,null,null,null,null,null,null,null,null,null,null,null,null,null,null,null,null,null,null,null,null,null,null,null,null,null,null,null,null,null,null,null,null,null,null,null,null,null,null,null,null,null,null,null,null,null,null,null,null,null,null,"Electricity","MWh","Commercial",2037,4828997.644098836]
[null,null,null,null,null,null,null,null,null,null,null,null,null,null,null,null,null,null,null,null,null,null,null,null,null,null,null,null,null,null,null,null,null,null,null,null,null,null,null,null,null,null,null,null,null,null,null,null,null,null,null,null,null,null,null,null,null,null,null,null,null,null,null,null,null,null,null,"Electricity","MWh","Commercial",2038,4856209.3922881121]
[null,null,null,null,null,null,null,null,null,null,null,null,null,null,null,null,null,null,null,null,null,null,null,null,null,null,null,null,null,null,null,null,null,null,null,null,null,null,null,null,null,null,null,null,null,null,null,null,null,null,null,null,null,null,null,null,null,null,null,null,null,null,null,null,null,null,null,"Electricity","MWh","Commercial",2039,4848001.0258914884]
[null,null,null,null,null,null,null,null,null,null,null,null,null,null,null,null,null,null,null,null,null,null,null,null,null,null,null,null,null,null,null,null,null,null,null,null,null,null,null,null,null,null,null,null,null,null,null,null,null,null,null,null,null,null,null,null,null,null,null,null,null,null,null,null,null,null,null,"Electricity","MWh","Commercial",2040,4817148.7081656978]
[null,null,null,null,null,null,null,null,null,null,null,null,null,null,null,null,null,null,null,null,null,null,null,null,null,null,null,null,null,null,null,null,null,null,null,null,null,null,null,null,null,null,null,null,null,null,null,null,null,null,null,null,null,null,null,null,null,null,null,null,null,null,null,null,null,null,null,"Electricity","NOx","Commercial",2013,{"$f":"TRANSPOSE('Energy+Emissions Calculation'!$AI$28:$BJ$28)","v":0}]
[null,null,null,null,null,null,null,null,null,null,null,null,null,null,null,null,null,null,null,null,null,null,null,null,null,null,null,null,null,null,null,null,null,null,null,null,null,null,null,null,null,null,null,null,null,null,null,null,null,null,null,null,null,null,null,null,null,null,null,null,null,null,null,null,null,null,null,"Electricity","NOx","Commercial",2014,0]
[null,null,null,null,null,null,null,null,null,null,null,null,null,null,null,null,null,null,null,null,null,null,null,null,null,null,null,null,null,null,null,null,null,null,null,null,null,null,null,null,null,null,null,null,null,null,null,null,null,null,null,null,null,null,null,null,null,null,null,null,null,null,null,null,null,null,null,"Electricity","NOx","Commercial",2015,0]
[null,null,null,null,null,null,null,null,null,null,null,null,null,null,null,null,null,null,null,null,null,null,null,null,null,null,null,null,null,null,null,null,null,null,null,null,null,null,null,null,null,null,null,null,null,null,null,null,null,null,null,null,null,null,null,null,null,null,null,null,null,null,null,null,null,null,null,"Electricity","NOx","Commercial",2016,0]
[null,null,null,null,null,null,null,null,null,null,null,null,null,null,null,null,null,null,null,null,null,null,null,null,null,null,null,null,null,null,null,null,null,null,null,null,null,null,null,null,null,null,null,null,null,null,null,null,null,null,null,null,null,null,null,null,null,null,null,null,null,null,null,null,null,null,null,"Electricity","NOx","Commercial",2017,0]
[null,null,null,null,null,null,null,null,null,null,null,null,null,null,null,null,null,null,null,null,null,null,null,null,null,null,null,null,null,null,null,null,null,null,null,null,null,null,null,null,null,null,null,null,null,null,null,null,null,null,null,null,null,null,null,null,null,null,null,null,null,null,null,null,null,null,null,"Electricity","NOx","Commercial",2018,0]
[null,null,null,null,null,null,null,null,null,null,null,null,null,null,null,null,null,null,null,null,null,null,null,null,null,null,null,null,null,null,null,null,null,null,null,null,null,null,null,null,null,null,null,null,null,null,null,null,null,null,null,null,null,null,null,null,null,null,null,null,null,null,null,null,null,null,null,"Electricity","NOx","Commercial",2019,2058.8558361424307]
[null,null,null,null,null,null,null,null,null,null,null,null,null,null,null,null,null,null,null,null,null,null,null,null,null,null,null,null,null,null,null,null,null,null,null,null,null,null,null,null,null,null,null,null,null,null,null,null,null,null,null,null,null,null,null,null,null,null,null,null,null,null,null,null,null,null,null,"Electricity","NOx","Commercial",2020,2030.511415965588]
[null,null,null,null,null,null,null,null,null,null,null,null,null,null,null,null,null,null,null,null,null,null,null,null,null,null,null,null,null,null,null,null,null,null,null,null,null,null,null,null,null,null,null,null,null,null,null,null,null,null,null,null,null,null,null,null,null,null,null,null,null,null,null,null,null,null,null,"Electricity","NOx","Commercial",2021,2028.3264688785323]
[null,null,null,null,null,null,null,null,null,null,null,null,null,null,null,null,null,null,null,null,null,null,null,null,null,null,null,null,null,null,null,null,null,null,null,null,null,null,null,null,null,null,null,null,null,null,null,null,null,null,null,null,null,null,null,null,null,null,null,null,null,null,null,null,null,null,null,"Electricity","NOx","Commercial",2022,2019.3987768528759]
[null,null,null,null,null,null,null,null,null,null,null,null,null,null,null,null,null,null,null,null,null,null,null,null,null,null,null,null,null,null,null,null,null,null,null,null,null,null,null,null,null,null,null,null,null,null,null,null,null,null,null,null,null,null,null,null,null,null,null,null,null,null,null,null,null,null,null,"Electricity","NOx","Commercial",2023,2011.7301823226385]
[null,null,null,null,null,null,null,null,null,null,null,null,null,null,null,null,null,null,null,null,null,null,null,null,null,null,null,null,null,null,null,null,null,null,null,null,null,null,null,null,null,null,null,null,null,null,null,null,null,null,null,null,null,null,null,null,null,null,null,null,null,null,null,null,null,null,null,"Electricity","NOx","Commercial",2024,2016.2555184816931]
[null,null,null,null,null,null,null,null,null,null,null,null,null,null,null,null,null,null,null,null,null,null,null,null,null,null,null,null,null,null,null,null,null,null,null,null,null,null,null,null,null,null,null,null,null,null,null,null,null,null,null,null,null,null,null,null,null,null,null,null,null,null,null,null,null,null,null,"Electricity","NOx","Commercial",2025,2016.7832074551852]
[null,null,null,null,null,null,null,null,null,null,null,null,null,null,null,null,null,null,null,null,null,null,null,null,null,null,null,null,null,null,null,null,null,null,null,null,null,null,null,null,null,null,null,null,null,null,null,null,null,null,null,null,null,null,null,null,null,null,null,null,null,null,null,null,null,null,null,"Electricity","NOx","Commercial",2026,1987.8713228075426]
[null,null,null,null,null,null,null,null,null,null,null,null,null,null,null,null,null,null,null,null,null,null,null,null,null,null,null,null,null,null,null,null,null,null,null,null,null,null,null,null,null,null,null,null,null,null,null,null,null,null,null,null,null,null,null,null,null,null,null,null,null,null,null,null,null,null,null,"Electricity","NOx","Commercial",2027,1963.1061432590211]
[null,null,null,null,null,null,null,null,null,null,null,null,null,null,null,null,null,null,null,null,null,null,null,null,null,null,null,null,null,null,null,null,null,null,null,null,null,null,null,null,null,null,null,null,null,null,null,null,null,null,null,null,null,null,null,null,null,null,null,null,null,null,null,null,null,null,null,"Electricity","NOx","Commercial",2028,1954.7748635922437]
[null,null,null,null,null,null,null,null,null,null,null,null,null,null,null,null,null,null,null,null,null,null,null,null,null,null,null,null,null,null,null,null,null,null,null,null,null,null,null,null,null,null,null,null,null,null,null,null,null,null,null,null,null,null,null,null,null,null,null,null,null,null,null,null,null,null,null,"Electricity","NOx","Commercial",2029,1955.710316799871]
[null,null,null,null,null,null,null,null,null,null,null,null,null,null,null,null,null,null,null,null,null,null,null,null,null,null,null,null,null,null,null,null,null,null,null,null,null,null,null,null,null,null,null,null,null,null,null,null,null,null,null,null,null,null,null,null,null,null,null,null,null,null,null,null,null,null,null,"Electricity","NOx","Commercial",2030,1958.3227696230672]
[null,null,null,null,null,null,null,null,null,null,null,null,null,null,null,null,null,null,null,null,null,null,null,null,null,null,null,null,null,null,null,null,null,null,null,null,null,null,null,null,null,null,null,null,null,null,null,null,null,null,null,null,null,null,null,null,null,null,null,null,null,null,null,null,null,null,null,"Electricity","NOx","Commercial",2031,1986.158672172663]
[null,null,null,null,null,null,null,null,null,null,null,null,null,null,null,null,null,null,null,null,null,null,null,null,null,null,null,null,null,null,null,null,null,null,null,null,null,null,null,null,null,null,null,null,null,null,null,null,null,null,null,null,null,null,null,null,null,null,null,null,null,null,null,null,null,null,null,"Electricity","NOx","Commercial",2032,2062.1633099770729]
[null,null,null,null,null,null,null,null,null,null,null,null,null,null,null,null,null,null,null,null,null,null,null,null,null,null,null,null,null,null,null,null,null,null,null,null,null,null,null,null,null,null,null,null,null,null,null,null,null,null,null,null,null,null,null,null,null,null,null,null,null,null,null,null,null,null,null,"Electricity","NOx","Commercial",2033,2130.9039924534627]
[null,null,null,null,null,null,null,null,null,null,null,null,null,null,null,null,null,null,null,null,null,null,null,null,null,null,null,null,null,null,null,null,null,null,null,null,null,null,null,null,null,null,null,null,null,null,null,null,null,null,null,null,null,null,null,null,null,null,null,null,null,null,null,null,null,null,null,"Electricity","NOx","Commercial",2034,2195.333983295649]
[null,null,null,null,null,null,null,null,null,null,null,null,null,null,null,null,null,null,null,null,null,null,null,null,null,null,null,null,null,null,null,null,null,null,null,null,null,null,null,null,null,null,null,null,null,null,null,null,null,null,null,null,null,null,null,null,null,null,null,null,null,null,null,null,null,null,null,"Electricity","NOx","Commercial",2035,2275.5204643999309]
[null,null,null,null,null,null,null,null,null,null,null,null,null,null,null,null,null,null,null,null,null,null,null,null,null,null,null,null,null,null,null,null,null,null,null,null,null,null,null,null,null,null,null,null,null,null,null,null,null,null,null,null,null,null,null,null,null,null,null,null,null,null,null,null,null,null,null,"Electricity","NOx","Commercial",2036,2365.1059445888982]
[null,null,null,null,null,null,null,null,null,null,null,null,null,null,null,null,null,null,null,null,null,null,null,null,null,null,null,null,null,null,null,null,null,null,null,null,null,null,null,null,null,null,null,null,null,null,null,null,null,null,null,null,null,null,null,null,null,null,null,null,null,null,null,null,null,null,null,"Electricity","NOx","Commercial",2037,2396.2966056028372]
[null,null,null,null,null,null,null,null,null,null,null,null,null,null,null,null,null,null,null,null,null,null,null,null,null,null,null,null,null,null,null,null,null,null,null,null,null,null,null,null,null,null,null,null,null,null,null,null,null,null,null,null,null,null,null,null,null,null,null,null,null,null,null,null,null,null,null,"Electricity","NOx","Commercial",2038,2409.7999089018494]
[null,null,null,null,null,null,null,null,null,null,null,null,null,null,null,null,null,null,null,null,null,null,null,null,null,null,null,null,null,null,null,null,null,null,null,null,null,null,null,null,null,null,null,null,null,null,null,null,null,null,null,null,null,null,null,null,null,null,null,null,null,null,null,null,null,null,null,"Electricity","NOx","Commercial",2039,2405.7266659675088]
[null,null,null,null,null,null,null,null,null,null,null,null,null,null,null,null,null,null,null,null,null,null,null,null,null,null,null,null,null,null,null,null,null,null,null,null,null,null,null,null,null,null,null,null,null,null,null,null,null,null,null,null,null,null,null,null,null,null,null,null,null,null,null,null,null,null,null,"Electricity","NOx","Commercial",2040,2390.4168005067877]
[null,null,null,null,null,null,null,null,null,null,null,null,null,null,null,null,null,null,null,null,null,null,null,null,null,null,null,null,null,null,null,null,null,null,null,null,null,null,null,null,null,null,null,null,null,null,null,null,null,null,null,null,null,null,null,null,null,null,null,null,null,null,null,null,null,null,null,"Electricity","SOx","Commercial",2013,{"$f":"TRANSPOSE('Energy+Emissions Calculation'!$AI$29:$BJ$29)","v":0}]
[null,null,null,null,null,null,null,null,null,null,null,null,null,null,null,null,null,null,null,null,null,null,null,null,null,null,null,null,null,null,null,null,null,null,null,null,null,null,null,null,null,null,null,null,null,null,null,null,null,null,null,null,null,null,null,null,null,null,null,null,null,null,null,null,null,null,null,"Electricity","SOx","Commercial",2014,0]
[null,null,null,null,null,null,null,null,null,null,null,null,null,null,null,null,null,null,null,null,null,null,null,null,null,null,null,null,null,null,null,null,null,null,null,null,null,null,null,null,null,null,null,null,null,null,null,null,null,null,null,null,null,null,null,null,null,null,null,null,null,null,null,null,null,null,null,"Electricity","SOx","Commercial",2015,0]
[null,null,null,null,null,null,null,null,null,null,null,null,null,null,null,null,null,null,null,null,null,null,null,null,null,null,null,null,null,null,null,null,null,null,null,null,null,null,null,null,null,null,null,null,null,null,null,null,null,null,null,null,null,null,null,null,null,null,null,null,null,null,null,null,null,null,null,"Electricity","SOx","Commercial",2016,0]
[null,null,null,null,null,null,null,null,null,null,null,null,null,null,null,null,null,null,null,null,null,null,null,null,null,null,null,null,null,null,null,null,null,null,null,null,null,null,null,null,null,null,null,null,null,null,null,null,null,null,null,null,null,null,null,null,null,null,null,null,null,null,null,null,null,null,null,"Electricity","SOx","Commercial",2017,0]
[null,null,null,null,null,null,null,null,null,null,null,null,null,null,null,null,null,null,null,null,null,null,null,null,null,null,null,null,null,null,null,null,null,null,null,null,null,null,null,null,null,null,null,null,null,null,null,null,null,null,null,null,null,null,null,null,null,null,null,null,null,null,null,null,null,null,null,"Electricity","SOx","Commercial",2018,0]
[null,null,null,null,null,null,null,null,null,null,null,null,null,null,null,null,null,null,null,null,null,null,null,null,null,null,null,null,null,null,null,null,null,null,null,null,null,null,null,null,null,null,null,null,null,null,null,null,null,null,null,null,null,null,null,null,null,null,null,null,null,null,null,null,null,null,null,"Electricity","SOx","Commercial",2019,2412.6628719694663]
[null,null,null,null,null,null,null,null,null,null,null,null,null,null,null,null,null,null,null,null,null,null,null,null,null,null,null,null,null,null,null,null,null,null,null,null,null,null,null,null,null,null,null,null,null,null,null,null,null,null,null,null,null,null,null,null,null,null,null,null,null,null,null,null,null,null,null,"Electricity","SOx","Commercial",2020,2379.4475642302409]
[null,null,null,null,null,null,null,null,null,null,null,null,null,null,null,null,null,null,null,null,null,null,null,null,null,null,null,null,null,null,null,null,null,null,null,null,null,null,null,null,null,null,null,null,null,null,null,null,null,null,null,null,null,null,null,null,null,null,null,null,null,null,null,null,null,null,null,"Electricity","SOx","Commercial",2021,2376.8871417753912]
[null,null,null,null,null,null,null,null,null,null,null,null,null,null,null,null,null,null,null,null,null,null,null,null,null,null,null,null,null,null,null,null,null,null,null,null,null,null,null,null,null,null,null,null,null,null,null,null,null,null,null,null,null,null,null,null,null,null,null,null,null,null,null,null,null,null,null,"Electricity","SOx","Commercial",2022,2366.4252577014508]
[null,null,null,null,null,null,null,null,null,null,null,null,null,null,null,null,null,null,null,null,null,null,null,null,null,null,null,null,null,null,null,null,null,null,null,null,null,null,null,null,null,null,null,null,null,null,null,null,null,null,null,null,null,null,null,null,null,null,null,null,null,null,null,null,null,null,null,"Electricity","SOx","Commercial",2023,2357.4388425389602]
[null,null,null,null,null,null,null,null,null,null,null,null,null,null,null,null,null,null,null,null,null,null,null,null,null,null,null,null,null,null,null,null,null,null,null,null,null,null,null,null,null,null,null,null,null,null,null,null,null,null,null,null,null,null,null,null,null,null,null,null,null,null,null,null,null,null,null,"Electricity","SOx","Commercial",2024,2362.74184158458]
[null,null,null,null,null,null,null,null,null,null,null,null,null,null,null,null,null,null,null,null,null,null,null,null,null,null,null,null,null,null,null,null,null,null,null,null,null,null,null,null,null,null,null,null,null,null,null,null,null,null,null,null,null,null,null,null,null,null,null,null,null,null,null,null,null,null,null,"Electricity","SOx","Commercial",2025,2363.3602120270089]
[null,null,null,null,null,null,null,null,null,null,null,null,null,null,null,null,null,null,null,null,null,null,null,null,null,null,null,null,null,null,null,null,null,null,null,null,null,null,null,null,null,null,null,null,null,null,null,null,null,null,null,null,null,null,null,null,null,null,null,null,null,null,null,null,null,null,null,"Electricity","SOx","Commercial",2026,2329.4799230706299]
[null,null,null,null,null,null,null,null,null,null,null,null,null,null,null,null,null,null,null,null,null,null,null,null,null,null,null,null,null,null,null,null,null,null,null,null,null,null,null,null,null,null,null,null,null,null,null,null,null,null,null,null,null,null,null,null,null,null,null,null,null,null,null,null,null,null,null,"Electricity","SOx","Commercial",2027,2300.45893570207]
[null,null,null,null,null,null,null,null,null,null,null,null,null,null,null,null,null,null,null,null,null,null,null,null,null,null,null,null,null,null,null,null,null,null,null,null,null,null,null,null,null,null,null,null,null,null,null,null,null,null,null,null,null,null,null,null,null,null,null,null,null,null,null,null,null,null,null,"Electricity","SOx","Commercial",2028,2290.6959553247316]
[null,null,null,null,null,null,null,null,null,null,null,null,null,null,null,null,null,null,null,null,null,null,null,null,null,null,null,null,null,null,null,null,null,null,null,null,null,null,null,null,null,null,null,null,null,null,null,null,null,null,null,null,null,null,null,null,null,null,null,null,null,null,null,null,null,null,null,"Electricity","SOx","Commercial",2029,2291.7921628312929]
[null,null,null,null,null,null,null,null,null,null,null,null,null,null,null,null,null,null,null,null,null,null,null,null,null,null,null,null,null,null,null,null,null,null,null,null,null,null,null,null,null,null,null,null,null,null,null,null,null,null,null,null,null,null,null,null,null,null,null,null,null,null,null,null,null,null,null,"Electricity","SOx","Commercial",2030,2294.853556359024]
[null,null,null,null,null,null,null,null,null,null,null,null,null,null,null,null,null,null,null,null,null,null,null,null,null,null,null,null,null,null,null,null,null,null,null,null,null,null,null,null,null,null,null,null,null,null,null,null,null,null,null,null,null,null,null,null,null,null,null,null,null,null,null,null,null,null,null,"Electricity","SOx","Commercial",2031,2327.4729595295739]
[null,null,null,null,null,null,null,null,null,null,null,null,null,null,null,null,null,null,null,null,null,null,null,null,null,null,null,null,null,null,null,null,null,null,null,null,null,null,null,null,null,null,null,null,null,null,null,null,null,null,null,null,null,null,null,null,null,null,null,null,null,null,null,null,null,null,null,"Electricity","SOx","Commercial",2033,2497.0922470981159]
[null,null,null,null,null,null,null,null,null,null,null,null,null,null,null,null,null,null,null,null,null,null,null,null,null,null,null,null,null,null,null,null,null,null,null,null,null,null,null,null,null,null,null,null,null,null,null,null,null,null,null,null,null,null,null,null,null,null,null,null,null,null,null,null,null,null,null,"Electricity","SOx","Commercial",2035,2666.5605442054034]
[null,null,null,null,null,null,null,null,null,null,null,null,null,null,null,null,null,null,null,null,null,null,null,null,null,null,null,null,null,null,null,null,null,null,null,null,null,null,null,null,null,null,null,null,null,null,null,null,null,null,null,null,null,null,null,null,null,null,null,null,null,null,null,null,null,null,null,"Electricity","SOx","Commercial",2038,2823.9154325522586]
[null,null,null,null,null,null,null,null,null,null,null,null,null,null,null,null,null,null,null,null,null,null,null,null,null,null,null,null,null,null,null,null,null,null,null,null,null,null,null,null,null,null,null,null,null,null,null,null,null,null,null,null,null,null,null,null,null,null,null,null,null,null,null,null,null,null,null,"Electricity","CH4","Commercial",2014,0]
[null,null,null,null,null,null,null,null,null,null,null,null,null,null,null,null,null,null,null,null,null,null,null,null,null,null,null,null,null,null,null,null,null,null,null,null,null,null,null,null,null,null,null,null,null,null,null,null,null,null,null,null,null,null,null,null,null,null,null,null,null,null,null,null,null,null,null,"Electricity","CH4","Commercial",2017,0]
[null,null,null,null,null,null,null,null,null,null,null,null,null,null,null,null,null,null,null,null,null,null,null,null,null,null,null,null,null,null,null,null,null,null,null,null,null,null,null,null,null,null,null,null,null,null,null,null,null,null,null,null,null,null,null,null,null,null,null,null,null,null,null,null,null,null,null,"Electricity","CH4","Commercial",2020,0.20602081094349201]
[null,null,null,null,null,null,null,null,null,null,null,null,null,null,null,null,null,null,null,null,null,null,null,null,null,null,null,null,null,null,null,null,null,null,null,null,null,null,null,null,null,null,null,null,null,null,null,null,null,null,null,null,null,null,null,null,null,null,null,null,null,null,null,null,null,null,null,"Electricity","CH4","Commercial",2021,0.20579912069974135]
[null,null,null,null,null,null,null,null,null,null,null,null,null,null,null,null,null,null,null,null,null,null,null,null,null,null,null,null,null,null,null,null,null,null,null,null,null,null,null,null,null,null,null,null,null,null,null,null,null,null,null,null,null,null,null,null,null,null,null,null,null,null,null,null,null,null,null,"Electricity","CH4","Commercial",2024,0.20457437161925773]
[null,null,null,null,null,null,null,null,null,null,null,null,null,null,null,null,null,null,null,null,null,null,null,null,null,null,null,null,null,null,null,null,null,null,null,null,null,null,null,null,null,null,null,null,null,null,null,null,null,null,null,null,null,null,null,null,null,null,null,null,null,null,null,null,null,null,null,"Electricity","CH4","Commercial",2027,0.19918170192116211]
[null,null,null,null,null,null,null,null,null,null,null,null,null,null,null,null,null,null,null,null,null,null,null,null,null,null,null,null,null,null,null,null,null,null,null,null,null,null,null,null,null,null,null,null,null,null,null,null,null,null,null,null,null,null,null,null,null,null,null,null,null,null,null,null,null,null,null,"Electricity","CH4","Commercial",2030,0.19869636876431485]
[null,null,null,null,null,null,null,null,null,null,null,null,null,null,null,null,null,null,null,null,null,null,null,null,null,null,null,null,null,null,null,null,null,null,null,null,null,null,null,null,null,null,null,null,null,null,null,null,null,null,null,null,null,null,null,null,null,null,null,null,null,null,null,null,null,null,null,"Electricity","CH4","Commercial",2033,0.21620689502955609]
[null,null,null,null,null,null,null,null,null,null,null,null,null,null,null,null,null,null,null,null,null,null,null,null,null,null,null,null,null,null,null,null,null,null,null,null,null,null,null,null,null,null,null,null,null,null,null,null,null,null,null,null,null,null,null,null,null,null,null,null,null,null,null,null,null,null,null,"Electricity","CH4","Commercial",2037,0.24313429910595519]
[null,null,null,null,null,null,null,null,null,null,null,null,null,null,null,null,null,null,null,null,null,null,null,null,null,null,null,null,null,null,null,null,null,null,null,null,null,null,null,null,null,null,null,null,null,null,null,null,null,null,null,null,null,null,null,null,null,null,null,null,null,null,null,null,null,null,null,"Electricity","CH4","Commercial",2040,0.24253771924703235]
[null,null,null,null,null,null,null,null,null,null,null,null,null,null,null,null,null,null,null,null,null,null,null,null,null,null,null,null,null,null,null,null,null,null,null,null,null,null,null,null,null,null,null,null,null,null,null,null,null,null,null,null,null,null,null,null,null,null,null,null,null,null,null,null,null,null,null,"Electricity","N2O","Commercial",2015,0]
[null,null,null,null,null,null,null,null,null,null,null,null,null,null,null,null,null,null,null,null,null,null,null,null,null,null,null,null,null,null,null,null,null,null,null,null,null,null,null,null,null,null,null,null,null,null,null,null,null,null,null,null,null,null,null,null,null,null,null,null,null,null,null,null,null,null,null,"Electricity","N2O","Commercial",2016,0]
[null,null,null,null,null,null,null,null,null,null,null,null,null,null,null,null,null,null,null,null,null,null,null,null,null,null,null,null,null,null,null,null,null,null,null,null,null,null,null,null,null,null,null,null,null,null,null,null,null,null,null,null,null,null,null,null,null,null,null,null,null,null,null,null,null,null,null,"Electricity","N2O","Commercial",2019,3.387514172812043E-2]
[null,null,null,null,null,null,null,null,null,null,null,null,null,null,null,null,null,null,null,null,null,null,null,null,null,null,null,null,null,null,null,null,null,null,null,null,null,null,null,null,null,null,null,null,null,null,null,null,null,null,null,null,null,null,null,null,null,null,null,null,null,null,null,null,null,null,null,"Electricity","N2O","Commercial",2022,3.322593965571459E-2]
[null,null,null,null,null,null,null,null,null,null,null,null,null,null,null,null,null,null,null,null,null,null,null,null,null,null,null,null,null,null,null,null,null,null,null,null,null,null,null,null,null,null,null,null,null,null,null,null,null,null,null,null,null,null,null,null,null,null,null,null,null,null,null,null,null,null,null,"Electricity","N2O","Commercial",2025,3.3182904693046918E-2]
[null,null,null,null,null,null,null,null,null,null,null,null,null,null,null,null,null,null,null,null,null,null,null,null,null,null,null,null,null,null,null,null,null,null,null,null,null,null,null,null,null,null,null,null,null,null,null,null,null,null,null,null,null,null,null,null,null,null,null,null,null,null,null,null,null,null,null,"Electricity","N2O","Commercial",2028,3.216265771906799E-2]
[null,null,null,null,null,null,null,null,null,null,null,null,null,null,null,null,null,null,null,null,null,null,null,null,null,null,null,null,null,null,null,null,null,null,null,null,null,null,null,null,null,null,null,null,null,null,null,null,null,null,null,null,null,null,null,null,null,null,null,null,null,null,null,null,null,null,null,"Electricity","N2O","Commercial",2032,3.3929560858854943E-2]
[null,null,null,null,null,null,null,null,null,null,null,null,null,null,null,null,null,null,null,null,null,null,null,null,null,null,null,null,null,null,null,null,null,null,null,null,null,null,null,null,null,null,null,null,null,null,null,null,null,null,null,null,null,null,null,null,null,null,null,null,null,null,null,null,null,null,null,"Electricity","N2O","Commercial",2035,3.7440007640949492E-2]
[null,null,null,null,null,null,null,null,null,null,null,null,null,null,null,null,null,null,null,null,null,null,null,null,null,null,null,null,null,null,null,null,null,null,null,null,null,null,null,null,null,null,null,null,null,null,null,null,null,null,null,null,null,null,null,null,null,null,null,null,null,null,null,null,null,null,null,"Electricity","N2O","Commercial",2036,3.8913991775685705E-2]
[null,null,null,null,null,null,null,null,null,null,null,null,null,null,null,null,null,null,null,null,null,null,null,null,null,null,null,null,null,null,null,null,null,null,null,null,null,null,null,null,null,null,null,null,null,null,null,null,null,null,null,null,null,null,null,null,null,null,null,null,null,null,null,null,null,null,null,"Electricity","N2O","Commercial",2040,3.9330440958978224E-2]
[null,null,null,null,null,null,null,null,null,null,null,null,null,null,null,null,null,null,null,null,null,null,null,null,null,null,null,null,null,null,null,null,null,null,null,null,null,null,null,null,null,null,null,null,null,null,null,null,null,null,null,null,null,null,null,null,null,null,null,null,null,null,null,null,null,null,null,"Electricity","CO2","Commercial",2013,{"$f":"TRANSPOSE('Energy+Emissions Calculation'!$AI$32:$BJ$32)","v":0}]
[null,null,null,null,null,null,null,null,null,null,null,null,null,null,null,null,null,null,null,null,null,null,null,null,null,null,null,null,null,null,null,null,null,null,null,null,null,null,null,null,null,null,null,null,null,null,null,null,null,null,null,null,null,null,null,null,null,null,null,null,null,null,null,null,null,null,null,"Electricity","CO2","Commercial",2017,0]
[null,null,null,null,null,null,null,null,null,null,null,null,null,null,null,null,null,null,null,null,null,null,null,null,null,null,null,null,null,null,null,null,null,null,null,null,null,null,null,null,null,null,null,null,null,null,null,null,null,null,null,null,null,null,null,null,null,null,null,null,null,null,null,null,null,null,null,"Electricity","CO2","Commercial",2020,2785837.5341413426]
[null,null,null,null,null,null,null,null,null,null,null,null,null,null,null,null,null,null,null,null,null,null,null,null,null,null,null,null,null,null,null,null,null,null,null,null,null,null,null,null,null,null,null,null,null,null,null,null,null,null,null,null,null,null,null,null,null,null,null,null,null,null,null,null,null,null,null,"Electricity","CO2","Commercial",2023,2760069.9047605814]
[null,null,null,null,null,null,null,null,null,null,null,null,null,null,null,null,null,null,null,null,null,null,null,null,null,null,null,null,null,null,null,null,null,null,null,null,null,null,null,null,null,null,null,null,null,null,null,null,null,null,null,null,null,null,null,null,null,null,null,null,null,null,null,null,null,null,null,"Electricity","CO2","Commercial",2027,2693358.3009646651]
[null,null,null,null,null,null,null,null,null,null,null,null,null,null,null,null,null,null,null,null,null,null,null,null,null,null,null,null,null,null,null,null,null,null,null,null,null,null,null,null,null,null,null,null,null,null,null,null,null,null,null,null,null,null,null,null,null,null,null,null,null,null,null,null,null,null,null,"Electricity","CO2","Commercial",2030,2686795.5691769565]
[null,null,null,null,null,null,null,null,null,null,null,null,null,null,null,null,null,null,null,null,null,null,null,null,null,null,null,null,null,null,null,null,null,null,null,null,null,null,null,null,null,null,null,null,null,null,null,null,null,null,null,null,null,null,null,null,null,null,null,null,null,null,null,null,null,null,null,"Electricity","CO2","Commercial",2031,2724986.0967010232]
[null,null,null,null,null,null,null,null,null,null,null,null,null,null,null,null,null,null,null,null,null,null,null,null,null,null,null,null,null,null,null,null,null,null,null,null,null,null,null,null,null,null,null,null,null,null,null,null,null,null,null,null,null,null,null,null,null,null,null,null,null,null,null,null,null,null,null,"Electricity","CO2","Commercial",2035,3121987.0371511863]
[null,null,null,null,null,null,null,null,null,null,null,null,null,null,null,null,null,null,null,null,null,null,null,null,null,null,null,null,null,null,null,null,null,null,null,null,null,null,null,null,null,null,null,null,null,null,null,null,null,null,null,null,null,null,null,null,null,null,null,null,null,null,null,null,null,null,null,"Electricity","CO2","Commercial",2036,3244897.2514263522]
[null,null,null,null,null,null,null,null,null,null,null,null,null,null,null,null,null,null,null,null,null,null,null,null,null,null,null,null,null,null,null,null,null,null,null,null,null,null,null,null,null,null,null,null,null,null,null,null,null,null,null,null,null,null,null,null,null,null,null,null,null,null,null,null,null,null,null,"Electricity","CO2","Commercial",2040,3279623.444976842]
[null,null,null,null,null,null,null,null,null,null,null,null,null,null,null,null,null,null,null,null,null,null,null,null,null,null,null,null,null,null,null,null,null,null,null,null,null,null,null,null,null,null,null,null,null,null,null,null,null,null,null,null,null,null,null,null,null,null,null,null,null,null,null,null,null,null,null,"Electricity","CO2e","Commercial",2015,0]
[null,null,null,null,null,null,null,null,null,null,null,null,null,null,null,null,null,null,null,null,null,null,null,null,null,null,null,null,null,null,null,null,null,null,null,null,null,null,null,null,null,null,null,null,null,null,null,null,null,null,null,null,null,null,null,null,null,null,null,null,null,null,null,null,null,null,null,"Electricity","CO2e","Commercial",2018,0]
[null,null,null,null,null,null,null,null,null,null,null,null,null,null,null,null,null,null,null,null,null,null,null,null,null,null,null,null,null,null,null,null,null,null,null,null,null,null,null,null,null,null,null,null,null,null,null,null,null,null,null,null,null,null,null,null,null,null,null,null,null,null,null,null,null,null,null,"Electricity","CO2e","Commercial",2022,2770605.7281306507]
[null,null,null,null,null,null,null,null,null,null,null,null,null,null,null,null,null,null,null,null,null,null,null,null,null,null,null,null,null,null,null,null,null,null,null,null,null,null,null,null,null,null,null,null,null,null,null,null,null,null,null,null,null,null,null,null,null,null,null,null,null,null,null,null,null,null,null,"Electricity","CO2e","Commercial",2025,2767017.1790839597]
[null,null,null,null,null,null,null,null,null,null,null,null,null,null,null,null,null,null,null,null,null,null,null,null,null,null,null,null,null,null,null,null,null,null,null,null,null,null,null,null,null,null,null,null,null,null,null,null,null,null,null,null,null,null,null,null,null,null,null,null,null,null,null,null,null,null,null,"Electricity","CO2e","Commercial",2026,2727350.2078378694]
[null,null,null,null,null,null,null,null,null,null,null,null,null,null,null,null,null,null,null,null,null,null,null,null,null,null,null,null,null,null,null,null,null,null,null,null,null,null,null,null,null,null,null,null,null,null,null,null,null,null,null,null,null,null,null,null,null,null,null,null,null,null,null,null,null,null,null,"Electricity","CO2e","Commercial",2028,2681942.019750495]
[null,null,null,null,null,null,null,null,null,null,null,null,null,null,null,null,null,null,null,null,null,null,null,null,null,null,null,null,null,null,null,null,null,null,null,null,null,null,null,null,null,null,null,null,null,null,null,null,null,null,null,null,null,null,null,null,null,null,null,null,null,null,null,null,null,null,null,"Electricity","CO2e","Commercial",2031,2725000.4591336148]
[null,null,null,null,null,null,null,null,null,null,null,null,null,null,null,null,null,null,null,null,null,null,null,null,null,null,null,null,null,null,null,null,null,null,null,null,null,null,null,null,null,null,null,null,null,null,null,null,null,null,null,null,null,null,null,null,null,null,null,null,null,null,null,null,null,null,null,"Electricity","CO2e","Commercial",2035,3122003.4920345442]
[null,null,null,null,null,null,null,null,null,null,null,null,null,null,null,null,null,null,null,null,null,null,null,null,null,null,null,null,null,null,null,null,null,null,null,null,null,null,null,null,null,null,null,null,null,null,null,null,null,null,null,null,null,null,null,null,null,null,null,null,null,null,null,null,null,null,null,"Electricity","CO2e","Commercial",2038,3306234.2652585502]
[null,null,null,null,null,null,null,null,null,null,null,null,null,null,null,null,null,null,null,null,null,null,null,null,null,null,null,null,null,null,null,null,null,null,null,null,null,null,null,null,null,null,null,null,null,null,null,null,null,null,null,null,null,null,null,null,null,null,null,null,null,null,null,null,null,null,null,"*","Housing Starts","Commercial",2014,"-"]
[null,null,null,null,null,null,null,null,null,null,null,null,null,null,null,null,null,null,null,null,null,null,null,null,null,null,null,null,null,null,null,null,null,null,null,null,null,null,null,null,null,null,null,null,null,null,null,null,null,null,null,null,null,null,null,null,null,null,null,null,null,null,null,null,null,null,null,"*","Housing Starts","Commercial",2017,1921684.5075843325]
[null,null,null,null,null,null,null,null,null,null,null,null,null,null,null,null,null,null,null,null,null,null,null,null,null,null,null,null,null,null,null,null,null,null,null,null,null,null,null,null,null,null,null,null,null,null,null,null,null,null,null,null,null,null,null,null,null,null,null,null,null,null,null,null,null,null,null,"*","Housing Starts","Commercial",2020,1995248.6290426431]
[null,null,null,null,null,null,null,null,null,null,null,null,null,null,null,null,null,null,null,null,null,null,null,null,null,null,null,null,null,null,null,null,null,null,null,null,null,null,null,null,null,null,null,null,null,null,null,null,null,null,null,null,null,null,null,null,null,null,null,null,null,null,null,null,null,null,null,"*","Housing Starts","Commercial",2021,1993101.6267427786]
[null,null,null,null,null,null,null,null,null,null,null,null,null,null,null,null,null,null,null,null,null,null,null,null,null,null,null,null,null,null,null,null,null,null,null,null,null,null,null,null,null,null,null,null,null,null,null,null,null,null,null,null,null,null,null,null,null,null,null,null,null,null,null,null,null,null,null,"*","Housing Starts","Commercial",2023,1976793.5588651607]
[null,null,null,null,null,null,null,null,null,null,null,null,null,null,null,null,null,null,null,null,null,null,null,null,null,null,null,null,null,null,null,null,null,null,null,null,null,null,null,null,null,null,null,null,null,null,null,null,null,null,null,null,null,null,null,null,null,null,null,null,null,null,null,null,null,null,null,"*","Housing Starts","Commercial",2026,1953349.0431812245]
[null,null,null,null,null,null,null,null,null,null,null,null,null,null,null,null,null,null,null,null,null,null,null,null,null,null,null,null,null,null,null,null,null,null,null,null,null,null,null,null,null,null,null,null,null,null,null,null,null,null,null,null,null,null,null,null,null,null,null,null,null,null,null,null,null,null,null,"*","Housing Starts","Commercial",2030,1924313.6436419997]
[null,null,null,null,null,null,null,null,null,null,null,null,null,null,null,null,null,null,null,null,null,null,null,null,null,null,null,null,null,null,null,null,null,null,null,null,null,null,null,null,null,null,null,null,null,null,null,null,null,null,null,null,null,null,null,null,null,null,null,null,null,null,null,null,null,null,null,"*","Housing Starts","Commercial",2033,2093897.7422800767]
[null,null,null,null,null,null,null,null,null,null,null,null,null,null,null,null,null,null,null,null,null,null,null,null,null,null,null,null,null,null,null,null,null,null,null,null,null,null,null,null,null,null,null,null,null,null,null,null,null,null,null,null,null,null,null,null,null,null,null,null,null,null,null,null,null,null,null,"*","Housing Starts","Commercial",2037,2354681.4263218255]
[null,null,null,null,null,null,null,null,null,null,null,null,null,null,null,null,null,null,null,null,null,null,null,null,null,null,null,null,null,null,null,null,null,null,null,null,null,null,null,null,null,null,null,null,null,null,null,null,null,null,null,null,null,null,null,null,null,null,null,null,null,null,null,null,null,null,null,"*","Housing Starts","Commercial",2040,2348903.73260157]
[null,null,null,null,null,null,null,null,null,null,null,null,null,null,null,null,null,null,null,null,null,null,null,null,null,null,null,null,null,null,null,null,null,null,null,null,null,null,null,null,null,null,null,null,null,null,null,null,null,null,null,null,null,null,null,null,null,null,null,null,null,null,null,null,null,null,null,"Natural Gas","MMBtu","Commercial",2015,0]
[null,null,null,null,null,null,null,null,null,null,null,null,null,null,null,null,null,null,null,null,null,null,null,null,null,null,null,null,null,null,null,null,null,null,null,null,null,null,null,null,null,null,null,null,null,null,null,null,null,null,null,null,null,null,null,null,null,null,null,null,null,null,null,null,null,null,null,"Natural Gas","MMBtu","Commercial",2016,0]
[null,null,null,null,null,null,null,null,null,null,null,null,null,null,null,null,null,null,null,null,null,null,null,null,null,null,null,null,null,null,null,null,null,null,null,null,null,null,null,null,null,null,null,null,null,null,null,null,null,null,null,null,null,null,null,null,null,null,null,null,null,null,null,null,null,null,null,"Natural Gas","MMBtu","Commercial",2018,0]
[null,null,null,null,null,null,null,null,null,null,null,null,null,null,null,null,null,null,null,null,null,null,null,null,null,null,null,null,null,null,null,null,null,null,null,null,null,null,null,null,null,null,null,null,null,null,null,null,null,null,null,null,null,null,null,null,null,null,null,null,null,null,null,null,null,null,null,"Natural Gas","MMBtu","Commercial",2022,7674127.8959751232]
[null,null,null,null,null,null,null,null,null,null,null,null,null,null,null,null,null,null,null,null,null,null,null,null,null,null,null,null,null,null,null,null,null,null,null,null,null,null,null,null,null,null,null,null,null,null,null,null,null,null,null,null,null,null,null,null,null,null,null,null,null,null,null,null,null,null,null,"Natural Gas","MMBtu","Commercial",2025,7664188.1979279863]
[null,null,null,null,null,null,null,null,null,null,null,null,null,null,null,null,null,null,null,null,null,null,null,null,null,null,null,null,null,null,null,null,null,null,null,null,null,null,null,null,null,null,null,null,null,null,null,null,null,null,null,null,null,null,null,null,null,null,null,null,null,null,null,null,null,null,null,"Natural Gas","MMBtu","Commercial",2028,7428543.8235348202]
[null,null,null,null,null,null,null,null,null,null,null,null,null,null,null,null,null,null,null,null,null,null,null,null,null,null,null,null,null,null,null,null,null,null,null,null,null,null,null,null,null,null,null,null,null,null,null,null,null,null,null,null,null,null,null,null,null,null,null,null,null,null,null,null,null,null,null,"Natural Gas","MMBtu","Commercial",2032,7836641.8582338328]
[null,null,null,null,null,null,null,null,null,null,null,null,null,null,null,null,null,null,null,null,null,null,null,null,null,null,null,null,null,null,null,null,null,null,null,null,null,null,null,null,null,null,null,null,null,null,null,null,null,null,null,null,null,null,null,null,null,null,null,null,null,null,null,null,null,null,null,"Natural Gas","MMBtu","Commercial",2035,8647442.6318749934]
[null,null,null,null,null,null,null,null,null,null,null,null,null,null,null,null,null,null,null,null,null,null,null,null,null,null,null,null,null,null,null,null,null,null,null,null,null,null,null,null,null,null,null,null,null,null,null,null,null,null,null,null,null,null,null,null,null,null,null,null,null,null,null,null,null,null,null,"Natural Gas","MMBtu","Commercial",2037,9106416.6418612245]
[null,null,null,null,null,null,null,null,null,null,null,null,null,null,null,null,null,null,null,null,null,null,null,null,null,null,null,null,null,null,null,null,null,null,null,null,null,null,null,null,null,null,null,null,null,null,null,null,null,null,null,null,null,null,null,null,null,null,null,null,null,null,null,null,null,null,null,"Natural Gas","MMBtu","Commercial",2038,9157731.9529937077]
[null,null,null,null,null,null,null,null,null,null,null,null,null,null,null,null,null,null,null,null,null,null,null,null,null,null,null,null,null,null,null,null,null,null,null,null,null,null,null,null,null,null,null,null,null,null,null,null,null,null,null,null,null,null,null,null,null,null,null,null,null,null,null,null,null,null,null,"Natural Gas","NOx","Commercial",2013,0]
[null,null,null,null,null,null,null,null,null,null,null,null,null,null,null,null,null,null,null,null,null,null,null,null,null,null,null,null,null,null,null,null,null,null,null,null,null,null,null,null,null,null,null,null,null,null,null,null,null,null,null,null,null,null,null,null,null,null,null,null,null,null,null,null,null,null,null,"Natural Gas","NOx","Commercial",2017,0]
[null,null,null,null,null,null,null,null,null,null,null,null,null,null,null,null,null,null,null,null,null,null,null,null,null,null,null,null,null,null,null,null,null,null,null,null,null,null,null,null,null,null,null,null,null,null,null,null,null,null,null,null,null,null,null,null,null,null,null,null,null,null,null,null,null,null,null,"Natural Gas","NOx","Commercial",2020,0]
[null,null,null,null,null,null,null,null,null,null,null,null,null,null,null,null,null,null,null,null,null,null,null,null,null,null,null,null,null,null,null,null,null,null,null,null,null,null,null,null,null,null,null,null,null,null,null,null,null,null,null,null,null,null,null,null,null,null,null,null,null,null,null,null,null,null,null,"Natural Gas","NOx","Commercial",2023,0]
[null,null,null,null,null,null,null,null,null,null,null,null,null,null,null,null,null,null,null,null,null,null,null,null,null,null,null,null,null,null,null,null,null,null,null,null,null,null,null,null,null,null,null,null,null,null,null,null,null,null,null,null,null,null,null,null,null,null,null,null,null,null,null,null,null,null,null,"Natural Gas","NOx","Commercial",2027,0]
[null,null,null,null,null,null,null,null,null,null,null,null,null,null,null,null,null,null,null,null,null,null,null,null,null,null,null,null,null,null,null,null,null,null,null,null,null,null,null,null,null,null,null,null,null,null,null,null,null,null,null,null,null,null,null,null,null,null,null,null,null,null,null,null,null,null,null,"Natural Gas","NOx","Commercial",2030,0]
[null,null,null,null,null,null,null,null,null,null,null,null,null,null,null,null,null,null,null,null,null,null,null,null,null,null,null,null,null,null,null,null,null,null,null,null,null,null,null,null,null,null,null,null,null,null,null,null,null,null,null,null,null,null,null,null,null,null,null,null,null,null,null,null,null,null,null,"Natural Gas","NOx","Commercial",2032,0]
[null,null,null,null,null,null,null,null,null,null,null,null,null,null,null,null,null,null,null,null,null,null,null,null,null,null,null,null,null,null,null,null,null,null,null,null,null,null,null,null,null,null,null,null,null,null,null,null,null,null,null,null,null,null,null,null,null,null,null,null,null,null,null,null,null,null,null,"Natural Gas","NOx","Commercial",2033,0]
[null,null,null,null,null,null,null,null,null,null,null,null,null,null,null,null,null,null,null,null,null,null,null,null,null,null,null,null,null,null,null,null,null,null,null,null,null,null,null,null,null,null,null,null,null,null,null,null,null,null,null,null,null,null,null,null,null,null,null,null,null,null,null,null,null,null,null,"Natural Gas","NOx","Commercial",2036,0]
[null,null,null,null,null,null,null,null,null,null,null,null,null,null,null,null,null,null,null,null,null,null,null,null,null,null,null,null,null,null,null,null,null,null,null,null,null,null,null,null,null,null,null,null,null,null,null,null,null,null,null,null,null,null,null,null,null,null,null,null,null,null,null,null,null,null,null,"Natural Gas","NOx","Commercial",2040,0]
[null,null,null,null,null,null,null,null,null,null,null,null,null,null,null,null,null,null,null,null,null,null,null,null,null,null,null,null,null,null,null,null,null,null,null,null,null,null,null,null,null,null,null,null,null,null,null,null,null,null,null,null,null,null,null,null,null,null,null,null,null,null,null,null,null,null,null,"Natural Gas","SOx","Commercial",2015,0]
[null,null,null,null,null,null,null,null,null,null,null,null,null,null,null,null,null,null,null,null,null,null,null,null,null,null,null,null,null,null,null,null,null,null,null,null,null,null,null,null,null,null,null,null,null,null,null,null,null,null,null,null,null,null,null,null,null,null,null,null,null,null,null,null,null,null,null,"Natural Gas","SOx","Commercial",2018,0]
[null,null,null,null,null,null,null,null,null,null,null,null,null,null,null,null,null,null,null,null,null,null,null,null,null,null,null,null,null,null,null,null,null,null,null,null,null,null,null,null,null,null,null,null,null,null,null,null,null,null,null,null,null,null,null,null,null,null,null,null,null,null,null,null,null,null,null,"Natural Gas","SOx","Commercial",2022,0]
[null,null,null,null,null,null,null,null,null,null,null,null,null,null,null,null,null,null,null,null,null,null,null,null,null,null,null,null,null,null,null,null,null,null,null,null,null,null,null,null,null,null,null,null,null,null,null,null,null,null,null,null,null,null,null,null,null,null,null,null,null,null,null,null,null,null,null,"Natural Gas","SOx","Commercial",2023,0]
[null,null,null,null,null,null,null,null,null,null,null,null,null,null,null,null,null,null,null,null,null,null,null,null,null,null,null,null,null,null,null,null,null,null,null,null,null,null,null,null,null,null,null,null,null,null,null,null,null,null,null,null,null,null,null,null,null,null,null,null,null,null,null,null,null,null,null,"Natural Gas","SOx","Commercial",2025,0]
[null,null,null,null,null,null,null,null,null,null,null,null,null,null,null,null,null,null,null,null,null,null,null,null,null,null,null,null,null,null,null,null,null,null,null,null,null,null,null,null,null,null,null,null,null,null,null,null,null,null,null,null,null,null,null,null,null,null,null,null,null,null,null,null,null,null,null,"Natural Gas","SOx","Commercial",2028,0]
[null,null,null,null,null,null,null,null,null,null,null,null,null,null,null,null,null,null,null,null,null,null,null,null,null,null,null,null,null,null,null,null,null,null,null,null,null,null,null,null,null,null,null,null,null,null,null,null,null,null,null,null,null,null,null,null,null,null,null,null,null,null,null,null,null,null,null,"Natural Gas","SOx","Commercial",2031,0]
[null,null,null,null,null,null,null,null,null,null,null,null,null,null,null,null,null,null,null,null,null,null,null,null,null,null,null,null,null,null,null,null,null,null,null,null,null,null,null,null,null,null,null,null,null,null,null,null,null,null,null,null,null,null,null,null,null,null,null,null,null,null,null,null,null,null,null,"Natural Gas","SOx","Commercial",2035,0]
[null,null,null,null,null,null,null,null,null,null,null,null,null,null,null,null,null,null,null,null,null,null,null,null,null,null,null,null,null,null,null,null,null,null,null,null,null,null,null,null,null,null,null,null,null,null,null,null,null,null,null,null,null,null,null,null,null,null,null,null,null,null,null,null,null,null,null,"Natural Gas","SOx","Commercial",2038,0]
[null,null,null,null,null,null,null,null,null,null,null,null,null,null,null,null,null,null,null,null,null,null,null,null,null,null,null,null,null,null,null,null,null,null,null,null,null,null,null,null,null,null,null,null,null,null,null,null,null,null,null,null,null,null,null,null,null,null,null,null,null,null,null,null,null,null,null,"Natural Gas","CH4","Commercial",2013,{"$f":"TRANSPOSE('Energy+Emissions Calculation'!$AI$66:$BJ$66)","v":0}]
[null,null,null,null,null,null,null,null,null,null,null,null,null,null,null,null,null,null,null,null,null,null,null,null,null,null,null,null,null,null,null,null,null,null,null,null,null,null,null,null,null,null,null,null,null,null,null,null,null,null,null,null,null,null,null,null,null,null,null,null,null,null,null,null,null,null,null,"Natural Gas","CH4","Commercial",2017,0]
[null,null,null,null,null,null,null,null,null,null,null,null,null,null,null,null,null,null,null,null,null,null,null,null,null,null,null,null,null,null,null,null,null,null,null,null,null,null,null,null,null,null,null,null,null,null,null,null,null,null,null,null,null,null,null,null,null,null,null,null,null,null,null,null,null,null,null,"Natural Gas","CH4","Commercial",2018,0]
[null,null,null,null,null,null,null,null,null,null,null,null,null,null,null,null,null,null,null,null,null,null,null,null,null,null,null,null,null,null,null,null,null,null,null,null,null,null,null,null,null,null,null,null,null,null,null,null,null,null,null,null,null,null,null,null,null,null,null,null,null,null,null,null,null,null,null,"Natural Gas","CH4","Commercial",2020,7.7163581948097457]
[null,null,null,null,null,null,null,null,null,null,null,null,null,null,null,null,null,null,null,null,null,null,null,null,null,null,null,null,null,null,null,null,null,null,null,null,null,null,null,null,null,null,null,null,null,null,null,null,null,null,null,null,null,null,null,null,null,null,null,null,null,null,null,null,null,null,null,"Natural Gas","CH4","Commercial",2023,7.6449856701394063]
[null,null,null,null,null,null,null,null,null,null,null,null,null,null,null,null,null,null,null,null,null,null,null,null,null,null,null,null,null,null,null,null,null,null,null,null,null,null,null,null,null,null,null,null,null,null,null,null,null,null,null,null,null,null,null,null,null,null,null,null,null,null,null,null,null,null,null,"Natural Gas","CH4","Commercial",2026,7.5543171298443115]
[null,null,null,null,null,null,null,null,null,null,null,null,null,null,null,null,null,null,null,null,null,null,null,null,null,null,null,null,null,null,null,null,null,null,null,null,null,null,null,null,null,null,null,null,null,null,null,null,null,null,null,null,null,null,null,null,null,null,null,null,null,null,null,null,null,null,null,"Natural Gas","CH4","Commercial",2030,7.442026591255356]
[null,null,null,null,null,null,null,null,null,null,null,null,null,null,null,null,null,null,null,null,null,null,null,null,null,null,null,null,null,null,null,null,null,null,null,null,null,null,null,null,null,null,null,null,null,null,null,null,null,null,null,null,null,null,null,null,null,null,null,null,null,null,null,null,null,null,null,"Natural Gas","CH4","Commercial",2033,8.0978704947107509]
[null,null,null,null,null,null,null,null,null,null,null,null,null,null,null,null,null,null,null,null,null,null,null,null,null,null,null,null,null,null,null,null,null,null,null,null,null,null,null,null,null,null,null,null,null,null,null,null,null,null,null,null,null,null,null,null,null,null,null,null,null,null,null,null,null,null,null,"Natural Gas","CH4","Commercial",2036,8.9878857580533218]
[null,null,null,null,null,null,null,null,null,null,null,null,null,null,null,null,null,null,null,null,null,null,null,null,null,null,null,null,null,null,null,null,null,null,null,null,null,null,null,null,null,null,null,null,null,null,null,null,null,null,null,null,null,null,null,null,null,null,null,null,null,null,null,null,null,null,null,"Natural Gas","CH4","Commercial",2039,9.1422527977184824]
[null,null,null,null,null,null,null,null,null,null,null,null,null,null,null,null,null,null,null,null,null,null,null,null,null,null,null,null,null,null,null,null,null,null,null,null,null,null,null,null,null,null,null,null,null,null,null,null,null,null,null,null,null,null,null,null,null,null,null,null,null,null,null,null,null,null,null,"Natural Gas","N2O","Commercial",2014,0]
[null,null,null,null,null,null,null,null,null,null,null,null,null,null,null,null,null,null,null,null,null,null,null,null,null,null,null,null,null,null,null,null,null,null,null,null,null,null,null,null,null,null,null,null,null,null,null,null,null,null,null,null,null,null,null,null,null,null,null,null,null,null,null,null,null,null,null,"Natural Gas","N2O","Commercial",2015,0]
[null,null,null,null,null,null,null,null,null,null,null,null,null,null,null,null,null,null,null,null,null,null,null,null,null,null,null,null,null,null,null,null,null,null,null,null,null,null,null,null,null,null,null,null,null,null,null,null,null,null,null,null,null,null,null,null,null,null,null,null,null,null,null,null,null,null,null,"Natural Gas","N2O","Commercial",2018,0]
[null,null,null,null,null,null,null,null,null,null,null,null,null,null,null,null,null,null,null,null,null,null,null,null,null,null,null,null,null,null,null,null,null,null,null,null,null,null,null,null,null,null,null,null,null,null,null,null,null,null,null,null,null,null,null,null,null,null,null,null,null,null,null,null,null,null,null,"Natural Gas","N2O","Commercial",2021,0.77080549495150563]
[null,null,null,null,null,null,null,null,null,null,null,null,null,null,null,null,null,null,null,null,null,null,null,null,null,null,null,null,null,null,null,null,null,null,null,null,null,null,null,null,null,null,null,null,null,null,null,null,null,null,null,null,null,null,null,null,null,null,null,null,null,null,null,null,null,null,null,"Natural Gas","N2O","Commercial",2025,0.76641881979279869]
[null,null,null,null,null,null,null,null,null,null,null,null,null,null,null,null,null,null,null,null,null,null,null,null,null,null,null,null,null,null,null,null,null,null,null,null,null,null,null,null,null,null,null,null,null,null,null,null,null,null,null,null,null,null,null,null,null,null,null,null,null,null,null,null,null,null,null,"Natural Gas","N2O","Commercial",2028,0.74285438235348211]
[null,null,null,null,null,null,null,null,null,null,null,null,null,null,null,null,null,null,null,null,null,null,null,null,null,null,null,null,null,null,null,null,null,null,null,null,null,null,null,null,null,null,null,null,null,null,null,null,null,null,null,null,null,null,null,null,null,null,null,null,null,null,null,null,null,null,null,"Natural Gas","N2O","Commercial",2032,0.78366418582338337]
[null,null,null,null,null,null,null,null,null,null,null,null,null,null,null,null,null,null,null,null,null,null,null,null,null,null,null,null,null,null,null,null,null,null,null,null,null,null,null,null,null,null,null,null,null,null,null,null,null,null,null,null,null,null,null,null,null,null,null,null,null,null,null,null,null,null,null,"Natural Gas","N2O","Commercial",2034,0.83427176223444544]
[null,null,null,null,null,null,null,null,null,null,null,null,null,null,null,null,null,null,null,null,null,null,null,null,null,null,null,null,null,null,null,null,null,null,null,null,null,null,null,null,null,null,null,null,null,null,null,null,null,null,null,null,null,null,null,null,null,null,null,null,null,null,null,null,null,null,null,"Natural Gas","N2O","Commercial",2037,0.91064166418612258]
[null,null,null,null,null,null,null,null,null,null,null,null,null,null,null,null,null,null,null,null,null,null,null,null,null,null,null,null,null,null,null,null,null,null,null,null,null,null,null,null,null,null,null,null,null,null,null,null,null,null,null,null,null,null,null,null,null,null,null,null,null,null,null,null,null,null,null,"Natural Gas","N2O","Commercial",2038,0.91577319529937085]
[null,null,null,null,null,null,null,null,null,null,null,null,null,null,null,null,null,null,null,null,null,null,null,null,null,null,null,null,null,null,null,null,null,null,null,null,null,null,null,null,null,null,null,null,null,null,null,null,null,null,null,null,null,null,null,null,null,null,null,null,null,null,null,null,null,null,null,"Natural Gas","CO2","Commercial",2013,{"$f":"TRANSPOSE('Energy+Emissions Calculation'!$AI$68:$BJ$68)","v":0}]
[null,null,null,null,null,null,null,null,null,null,null,null,null,null,null,null,null,null,null,null,null,null,null,null,null,null,null,null,null,null,null,null,null,null,null,null,null,null,null,null,null,null,null,null,null,null,null,null,null,null,null,null,null,null,null,null,null,null,null,null,null,null,null,null,null,null,null,"Natural Gas","CO2","Commercial",2016,0]
[null,null,null,null,null,null,null,null,null,null,null,null,null,null,null,null,null,null,null,null,null,null,null,null,null,null,null,null,null,null,null,null,null,null,null,null,null,null,null,null,null,null,null,null,null,null,null,null,null,null,null,null,null,null,null,null,null,null,null,null,null,null,null,null,null,null,null,"Natural Gas","CO2","Commercial",2020,409429.96581660514]
[null,null,null,null,null,null,null,null,null,null,null,null,null,null,null,null,null,null,null,null,null,null,null,null,null,null,null,null,null,null,null,null,null,null,null,null,null,null,null,null,null,null,null,null,null,null,null,null,null,null,null,null,null,null,null,null,null,null,null,null,null,null,null,null,null,null,null,"Natural Gas","CO2","Commercial",2023,405642.93965759693]
[null,null,null,null,null,null,null,null,null,null,null,null,null,null,null,null,null,null,null,null,null,null,null,null,null,null,null,null,null,null,null,null,null,null,null,null,null,null,null,null,null,null,null,null,null,null,null,null,null,null,null,null,null,null,null,null,null,null,null,null,null,null,null,null,null,null,null,"Natural Gas","CO2","Commercial",2027,395838.44484158768]
[null,null,null,null,null,null,null,null,null,null,null,null,null,null,null,null,null,null,null,null,null,null,null,null,null,null,null,null,null,null,null,null,null,null,null,null,null,null,null,null,null,null,null,null,null,null,null,null,null,null,null,null,null,null,null,null,null,null,null,null,null,null,null,null,null,null,null,"Natural Gas","CO2","Commercial",2029,394347.15897609282]
[null,null,null,null,null,null,null,null,null,null,null,null,null,null,null,null,null,null,null,null,null,null,null,null,null,null,null,null,null,null,null,null,null,null,null,null,null,null,null,null,null,null,null,null,null,null,null,null,null,null,null,null,null,null,null,null,null,null,null,null,null,null,null,null,null,null,null,"Natural Gas","CO2","Commercial",2032,415812.21699788718]
[null,null,null,null,null,null,null,null,null,null,null,null,null,null,null,null,null,null,null,null,null,null,null,null,null,null,null,null,null,null,null,null,null,null,null,null,null,null,null,null,null,null,null,null,null,null,null,null,null,null,null,null,null,null,null,null,null,null,null,null,null,null,null,null,null,null,null,"Natural Gas","CO2","Commercial",2033,429673.00844935246]
[null,null,null,null,null,null,null,null,null,null,null,null,null,null,null,null,null,null,null,null,null,null,null,null,null,null,null,null,null,null,null,null,null,null,null,null,null,null,null,null,null,null,null,null,null,null,null,null,null,null,null,null,null,null,null,null,null,null,null,null,null,null,null,null,null,null,null,"Natural Gas","CO2","Commercial",2036,476897.21832230926]
[null,null,null,null,null,null,null,null,null,null,null,null,null,null,null,null,null,null,null,null,null,null,null,null,null,null,null,null,null,null,null,null,null,null,null,null,null,null,null,null,null,null,null,null,null,null,null,null,null,null,null,null,null,null,null,null,null,null,null,null,null,null,null,null,null,null,null,"Natural Gas","CO2","Commercial",2040,482000.86994020583]
[null,null,null,null,null,null,null,null,null,null,null,null,null,null,null,null,null,null,null,null,null,null,null,null,null,null,null,null,null,null,null,null,null,null,null,null,null,null,null,null,null,null,null,null,null,null,null,null,null,null,null,null,null,null,null,null,null,null,null,null,null,null,null,null,null,null,null,"Natural Gas","CO2e","Commercial",2015,0]
[null,null,null,null,null,null,null,null,null,null,null,null,null,null,null,null,null,null,null,null,null,null,null,null,null,null,null,null,null,null,null,null,null,null,null,null,null,null,null,null,null,null,null,null,null,null,null,null,null,null,null,null,null,null,null,null,null,null,null,null,null,null,null,null,null,null,null,"Natural Gas","CO2e","Commercial",2018,0]
[null,null,null,null,null,null,null,null,null,null,null,null,null,null,null,null,null,null,null,null,null,null,null,null,null,null,null,null,null,null,null,null,null,null,null,null,null,null,null,null,null,null,null,null,null,null,null,null,null,null,null,null,null,null,null,null,null,null,null,null,null,null,null,null,null,null,null,"Natural Gas","CO2e","Commercial",2020,409831.21644273523]
[null,null,null,null,null,null,null,null,null,null,null,null,null,null,null,null,null,null,null,null,null,null,null,null,null,null,null,null,null,null,null,null,null,null,null,null,null,null,null,null,null,null,null,null,null,null,null,null,null,null,null,null,null,null,null,null,null,null,null,null,null,null,null,null,null,null,null,"Natural Gas","CO2e","Commercial",2024,406953.85669909196]
[null,null,null,null,null,null,null,null,null,null,null,null,null,null,null,null,null,null,null,null,null,null,null,null,null,null,null,null,null,null,null,null,null,null,null,null,null,null,null,null,null,null,null,null,null,null,null,null,null,null,null,null,null,null,null,null,null,null,null,null,null,null,null,null,null,null,null,"Natural Gas","CO2e","Commercial",2027,396226.37546977773]
[null,null,null,null,null,null,null,null,null,null,null,null,null,null,null,null,null,null,null,null,null,null,null,null,null,null,null,null,null,null,null,null,null,null,null,null,null,null,null,null,null,null,null,null,null,null,null,null,null,null,null,null,null,null,null,null,null,null,null,null,null,null,null,null,null,null,null,"Natural Gas","CO2e","Commercial",2028,394544.81955558143]
[null,null,null,null,null,null,null,null,null,null,null,null,null,null,null,null,null,null,null,null,null,null,null,null,null,null,null,null,null,null,null,null,null,null,null,null,null,null,null,null,null,null,null,null,null,null,null,null,null,null,null,null,null,null,null,null,null,null,null,null,null,null,null,null,null,null,null,"Natural Gas","CO2e","Commercial",2031,400879.2160755847]
[null,null,null,null,null,null,null,null,null,null,null,null,null,null,null,null,null,null,null,null,null,null,null,null,null,null,null,null,null,null,null,null,null,null,null,null,null,null,null,null,null,null,null,null,null,null,null,null,null,null,null,null,null,null,null,null,null,null,null,null,null,null,null,null,null,null,null,"Natural Gas","CO2e","Commercial",2035,459282.97306414467]
[null,null,null,null,null,null,null,null,null,null,null,null,null,null,null,null,null,null,null,null,null,null,null,null,null,null,null,null,null,null,null,null,null,null,null,null,null,null,null,null,null,null,null,null,null,null,null,null,null,null,null,null,null,null,null,null,null,null,null,null,null,null,null,null,null,null,null,"Natural Gas","CO2e","Commercial",2038,486385.45948740188]
[null,null,null,null,null,null,null,null,null,null,null,null,null,null,null,null,null,null,null,null,null,null,null,null,null,null,null,null,null,null,null,null,null,null,null,null,null,null,null,null,null,null,null,null,null,null,null,null,null,null,null,null,null,null,null,null,null,null,null,null,null,null,null,null,null,null,null,"Total","MWh","Residential",2013,"-"]
[null,null,null,null,null,null,null,null,null,null,null,null,null,null,null,null,null,null,null,null,null,null,null,null,null,null,null,null,null,null,null,null,null,null,null,null,null,null,null,null,null,null,null,null,null,null,null,null,null,null,null,null,null,null,null,null,null,null,null,null,null,null,null,null,null,null,null,"Total","MWh","Residential",2015,"-"]
[null,null,null,null,null,null,null,null,null,null,null,null,null,null,null,null,null,null,null,null,null,null,null,null,null,null,null,null,null,null,null,null,null,null,null,null,null,null,null,null,null,null,null,null,null,null,null,null,null,null,null,null,null,null,null,null,null,null,null,null,null,null,null,null,null,null,null,"Total","MWh","Residential",2019,"-"]
[null,null,null,null,null,null,null,null,null,null,null,null,null,null,null,null,null,null,null,null,null,null,null,null,null,null,null,null,null,null,null,null,null,null,null,null,null,null,null,null,null,null,null,null,null,null,null,null,null,null,null,null,null,null,null,null,null,null,null,null,null,null,null,null,null,null,null,"Total","MWh","Residential",2022,"-"]
[null,null,null,null,null,null,null,null,null,null,null,null,null,null,null,null,null,null,null,null,null,null,null,null,null,null,null,null,null,null,null,null,null,null,null,null,null,null,null,null,null,null,null,null,null,null,null,null,null,null,null,null,null,null,null,null,null,null,null,null,null,null,null,null,null,null,null,"Total","MWh","Residential",2023,"-"]
[null,null,null,null,null,null,null,null,null,null,null,null,null,null,null,null,null,null,null,null,null,null,null,null,null,null,null,null,null,null,null,null,null,null,null,null,null,null,null,null,null,null,null,null,null,null,null,null,null,null,null,null,null,null,null,null,null,null,null,null,null,null,null,null,null,null,null,"Total","MWh","Residential",2026,"-"]
[null,null,null,null,null,null,null,null,null,null,null,null,null,null,null,null,null,null,null,null,null,null,null,null,null,null,null,null,null,null,null,null,null,null,null,null,null,null,null,null,null,null,null,null,null,null,null,null,null,null,null,null,null,null,null,null,null,null,null,null,null,null,null,null,null,null,null,"Total","MWh","Residential",2030,"-"]
[null,null,null,null,null,null,null,null,null,null,null,null,null,null,null,null,null,null,null,null,null,null,null,null,null,null,null,null,null,null,null,null,null,null,null,null,null,null,null,null,null,null,null,null,null,null,null,null,null,null,null,null,null,null,null,null,null,null,null,null,null,null,null,null,null,null,null,"Total","MWh","Residential",2033,"-"]
[null,null,null,null,null,null,null,null,null,null,null,null,null,null,null,null,null,null,null,null,null,null,null,null,null,null,null,null,null,null,null,null,null,null,null,null,null,null,null,null,null,null,null,null,null,null,null,null,null,null,null,null,null,null,null,null,null,null,null,null,null,null,null,null,null,null,null,"Total","MWh","Residential",2036,"-"]
[null,null,null,null,null,null,null,null,null,null,null,null,null,null,null,null,null,null,null,null,null,null,null,null,null,null,null,null,null,null,null,null,null,null,null,null,null,null,null,null,null,null,null,null,null,null,null,null,null,null,null,null,null,null,null,null,null,null,null,null,null,null,null,null,null,null,null,"Total","MWh","Residential",2039,"-"]
[null,null,null,null,null,null,null,null,null,null,null,null,null,null,null,null,null,null,null,null,null,null,null,null,null,null,null,null,null,null,null,null,null,null,null,null,null,null,null,null,null,null,null,null,null,null,null,null,null,null,null,null,null,null,null,null,null,null,null,null,null,null,null,null,null,null,null,"Total","NOx","Residential",2014,0]
[null,null,null,null,null,null,null,null,null,null,null,null,null,null,null,null,null,null,null,null,null,null,null,null,null,null,null,null,null,null,null,null,null,null,null,null,null,null,null,null,null,null,null,null,null,null,null,null,null,null,null,null,null,null,null,null,null,null,null,null,null,null,null,null,null,null,null,"Total","NOx","Residential",2015,0]
[null,null,null,null,null,null,null,null,null,null,null,null,null,null,null,null,null,null,null,null,null,null,null,null,null,null,null,null,null,null,null,null,null,null,null,null,null,null,null,null,null,null,null,null,null,null,null,null,null,null,null,null,null,null,null,null,null,null,null,null,null,null,null,null,null,null,null,"Total","NOx","Residential",2018,0]
[null,null,null,null,null,null,null,null,null,null,null,null,null,null,null,null,null,null,null,null,null,null,null,null,null,null,null,null,null,null,null,null,null,null,null,null,null,null,null,null,null,null,null,null,null,null,null,null,null,null,null,null,null,null,null,null,null,null,null,null,null,null,null,null,null,null,null,"Total","NOx","Residential",2021,0]
[null,null,null,null,null,null,null,null,null,null,null,null,null,null,null,null,null,null,null,null,null,null,null,null,null,null,null,null,null,null,null,null,null,null,null,null,null,null,null,null,null,null,null,null,null,null,null,null,null,null,null,null,null,null,null,null,null,null,null,null,null,null,null,null,null,null,null,"Total","NOx","Residential",2025,0]
[null,null,null,null,null,null,null,null,null,null,null,null,null,null,null,null,null,null,null,null,null,null,null,null,null,null,null,null,null,null,null,null,null,null,null,null,null,null,null,null,null,null,null,null,null,null,null,null,null,null,null,null,null,null,null,null,null,null,null,null,null,null,null,null,null,null,null,"Total","NOx","Residential",2028,0]
[null,null,null,null,null,null,null,null,null,null,null,null,null,null,null,null,null,null,null,null,null,null,null,null,null,null,null,null,null,null,null,null,null,null,null,null,null,null,null,null,null,null,null,null,null,null,null,null,null,null,null,null,null,null,null,null,null,null,null,null,null,null,null,null,null,null,null,"Total","NOx","Residential",2031,0]
[null,null,null,null,null,null,null,null,null,null,null,null,null,null,null,null,null,null,null,null,null,null,null,null,null,null,null,null,null,null,null,null,null,null,null,null,null,null,null,null,null,null,null,null,null,null,null,null,null,null,null,null,null,null,null,null,null,null,null,null,null,null,null,null,null,null,null,"Total","NOx","Residential",2034,0]
[null,null,null,null,null,null,null,null,null,null,null,null,null,null,null,null,null,null,null,null,null,null,null,null,null,null,null,null,null,null,null,null,null,null,null,null,null,null,null,null,null,null,null,null,null,null,null,null,null,null,null,null,null,null,null,null,null,null,null,null,null,null,null,null,null,null,null,"Total","NOx","Residential",2037,0]
[null,null,null,null,null,null,null,null,null,null,null,null,null,null,null,null,null,null,null,null,null,null,null,null,null,null,null,null,null,null,null,null,null,null,null,null,null,null,null,null,null,null,null,null,null,null,null,null,null,null,null,null,null,null,null,null,null,null,null,null,null,null,null,null,null,null,null,"Total","NOx","Residential",2038,0]
[null,null,null,null,null,null,null,null,null,null,null,null,null,null,null,null,null,null,null,null,null,null,null,null,null,null,null,null,null,null,null,null,null,null,null,null,null,null,null,null,null,null,null,null,null,null,null,null,null,null,null,null,null,null,null,null,null,null,null,null,null,null,null,null,null,null,null,"Total","SOx","Residential",2013,0]
[null,null,null,null,null,null,null,null,null,null,null,null,null,null,null,null,null,null,null,null,null,null,null,null,null,null,null,null,null,null,null,null,null,null,null,null,null,null,null,null,null,null,null,null,null,null,null,null,null,null,null,null,null,null,null,null,null,null,null,null,null,null,null,null,null,null,null,"Total","SOx","Residential",2016,0]
[null,null,null,null,null,null,null,null,null,null,null,null,null,null,null,null,null,null,null,null,null,null,null,null,null,null,null,null,null,null,null,null,null,null,null,null,null,null,null,null,null,null,null,null,null,null,null,null,null,null,null,null,null,null,null,null,null,null,null,null,null,null,null,null,null,null,null,"Total","SOx","Residential",2020,0]
[null,null,null,null,null,null,null,null,null,null,null,null,null,null,null,null,null,null,null,null,null,null,null,null,null,null,null,null,null,null,null,null,null,null,null,null,null,null,null,null,null,null,null,null,null,null,null,null,null,null,null,null,null,null,null,null,null,null,null,null,null,null,null,null,null,null,null,"Total","SOx","Residential",2022,0]
[null,null,null,null,null,null,null,null,null,null,null,null,null,null,null,null,null,null,null,null,null,null,null,null,null,null,null,null,null,null,null,null,null,null,null,null,null,null,null,null,null,null,null,null,null,null,null,null,null,null,null,null,null,null,null,null,null,null,null,null,null,null,null,null,null,null,null,"Total","SOx","Residential",2026,0]
[null,null,null,null,null,null,null,null,null,null,null,null,null,null,null,null,null,null,null,null,null,null,null,null,null,null,null,null,null,null,null,null,null,null,null,null,null,null,null,null,null,null,null,null,null,null,null,null,null,null,null,null,null,null,null,null,null,null,null,null,null,null,null,null,null,null,null,"Total","SOx","Residential",2029,0]
[null,null,null,null,null,null,null,null,null,null,null,null,null,null,null,null,null,null,null,null,null,null,null,null,null,null,null,null,null,null,null,null,null,null,null,null,null,null,null,null,null,null,null,null,null,null,null,null,null,null,null,null,null,null,null,null,null,null,null,null,null,null,null,null,null,null,null,"Total","SOx","Residential",2032,0]
[null,null,null,null,null,null,null,null,null,null,null,null,null,null,null,null,null,null,null,null,null,null,null,null,null,null,null,null,null,null,null,null,null,null,null,null,null,null,null,null,null,null,null,null,null,null,null,null,null,null,null,null,null,null,null,null,null,null,null,null,null,null,null,null,null,null,null,"Total","SOx","Residential",2033,0]
[null,null,null,null,null,null,null,null,null,null,null,null,null,null,null,null,null,null,null,null,null,null,null,null,null,null,null,null,null,null,null,null,null,null,null,null,null,null,null,null,null,null,null,null,null,null,null,null,null,null,null,null,null,null,null,null,null,null,null,null,null,null,null,null,null,null,null,"Total","SOx","Residential",2036,0]
[null,null,null,null,null,null,null,null,null,null,null,null,null,null,null,null,null,null,null,null,null,null,null,null,null,null,null,null,null,null,null,null,null,null,null,null,null,null,null,null,null,null,null,null,null,null,null,null,null,null,null,null,null,null,null,null,null,null,null,null,null,null,null,null,null,null,null,"Total","SOx","Residential",2039,0]
[null,null,null,null,null,null,null,null,null,null,null,null,null,null,null,null,null,null,null,null,null,null,null,null,null,null,null,null,null,null,null,null,null,null,null,null,null,null,null,null,null,null,null,null,null,null,null,null,null,null,null,null,null,null,null,null,null,null,null,null,null,null,null,null,null,null,null,"Total","CH4","Residential",2015,0]
[null,null,null,null,null,null,null,null,null,null,null,null,null,null,null,null,null,null,null,null,null,null,null,null,null,null,null,null,null,null,null,null,null,null,null,null,null,null,null,null,null,null,null,null,null,null,null,null,null,null,null,null,null,null,null,null,null,null,null,null,null,null,null,null,null,null,null,"Total","CH4","Residential",2017,0]
[null,null,null,null,null,null,null,null,null,null,null,null,null,null,null,null,null,null,null,null,null,null,null,null,null,null,null,null,null,null,null,null,null,null,null,null,null,null,null,null,null,null,null,null,null,null,null,null,null,null,null,null,null,null,null,null,null,null,null,null,null,null,null,null,null,null,null,"Total","CH4","Residential",2021,{"$f":"BT98+BT322","v":0}]
[null,null,null,null,null,null,null,null,null,null,null,null,null,null,null,null,null,null,null,null,null,null,null,null,null,null,null,null,null,null,null,null,null,null,null,null,null,null,null,null,null,null,null,null,null,null,null,null,null,null,null,null,null,null,null,null,null,null,null,null,null,null,null,null,null,null,null,"Total","CH4","Residential",2024,0]
[null,null,null,null,null,null,null,null,null,null,null,null,null,null,null,null,null,null,null,null,null,null,null,null,null,null,null,null,null,null,null,null,null,null,null,null,null,null,null,null,null,null,null,null,null,null,null,null,null,null,null,null,null,null,null,null,null,null,null,null,null,null,null,null,null,null,null,"Total","CH4","Residential",2027,0]
[null,null,null,null,null,null,null,null,null,null,null,null,null,null,null,null,null,null,null,null,null,null,null,null,null,null,null,null,null,null,null,null,null,null,null,null,null,null,null,null,null,null,null,null,null,null,null,null,null,null,null,null,null,null,null,null,null,null,null,null,null,null,null,null,null,null,null,"Total","CH4","Residential",2028,0]
[null,null,null,null,null,null,null,null,null,null,null,null,null,null,null,null,null,null,null,null,null,null,null,null,null,null,null,null,null,null,null,null,null,null,null,null,null,null,null,null,null,null,null,null,null,null,null,null,null,null,null,null,null,null,null,null,null,null,null,null,null,null,null,null,null,null,null,"Total","CH4","Residential",2031,0]
[null,null,null,null,null,null,null,null,null,null,null,null,null,null,null,null,null,null,null,null,null,null,null,null,null,null,null,null,null,null,null,null,null,null,null,null,null,null,null,null,null,null,null,null,null,null,null,null,null,null,null,null,null,null,null,null,null,null,null,null,null,null,null,null,null,null,null,"Total","CH4","Residential",2034,0]
[null,null,null,null,null,null,null,null,null,null,null,null,null,null,null,null,null,null,null,null,null,null,null,null,null,null,null,null,null,null,null,null,null,null,null,null,null,null,null,null,null,null,null,null,null,null,null,null,null,null,null,null,null,null,null,null,null,null,null,null,null,null,null,null,null,null,null,"Total","CH4","Residential",2038,0]
[null,null,null,null,null,null,null,null,null,null,null,null,null,null,null,null,null,null,null,null,null,null,null,null,null,null,null,null,null,null,null,null,null,null,null,null,null,null,null,null,null,null,null,null,null,null,null,null,null,null,null,null,null,null,null,null,null,null,null,null,null,null,null,null,null,null,null,"Total","CH4","Residential",2040,0]
[null,null,null,null,null,null,null,null,null,null,null,null,null,null,null,null,null,null,null,null,null,null,null,null,null,null,null,null,null,null,null,null,null,null,null,null,null,null,null,null,null,null,null,null,null,null,null,null,null,null,null,null,null,null,null,null,null,null,null,null,null,null,null,null,null,null,null,"Total","N2O","Residential",2016,0]
[null,null,null,null,null,null,null,null,null,null,null,null,null,null,null,null,null,null,null,null,null,null,null,null,null,null,null,null,null,null,null,null,null,null,null,null,null,null,null,null,null,null,null,null,null,null,null,null,null,null,null,null,null,null,null,null,null,null,null,null,null,null,null,null,null,null,null,"Total","N2O","Residential",2019,0]
[null,null,null,null,null,null,null,null,null,null,null,null,null,null,null,null,null,null,null,null,null,null,null,null,null,null,null,null,null,null,null,null,null,null,null,null,null,null,null,null,null,null,null,null,null,null,null,null,null,null,null,null,null,null,null,null,null,null,null,null,null,null,null,null,null,null,null,"Total","N2O","Residential",2022,0]
[null,null,null,null,null,null,null,null,null,null,null,null,null,null,null,null,null,null,null,null,null,null,null,null,null,null,null,null,null,null,null,null,null,null,null,null,null,null,null,null,null,null,null,null,null,null,null,null,null,null,null,null,null,null,null,null,null,null,null,null,null,null,null,null,null,null,null,"Total","N2O","Residential",2023,0]
[null,null,null,null,null,null,null,null,null,null,null,null,null,null,null,null,null,null,null,null,null,null,null,null,null,null,null,null,null,null,null,null,null,null,null,null,null,null,null,null,null,null,null,null,null,null,null,null,null,null,null,null,null,null,null,null,null,null,null,null,null,null,null,null,null,null,null,"Total","N2O","Residential",2026,0]
[null,null,null,null,null,null,null,null,null,null,null,null,null,null,null,null,null,null,null,null,null,null,null,null,null,null,null,null,null,null,null,null,null,null,null,null,null,null,null,null,null,null,null,null,null,null,null,null,null,null,null,null,null,null,null,null,null,null,null,null,null,null,null,null,null,null,null,"Total","N2O","Residential",2030,0]
[null,null,null,null,null,null,null,null,null,null,null,null,null,null,null,null,null,null,null,null,null,null,null,null,null,null,null,null,null,null,null,null,null,null,null,null,null,null,null,null,null,null,null,null,null,null,null,null,null,null,null,null,null,null,null,null,null,null,null,null,null,null,null,null,null,null,null,"Total","N2O","Residential",2033,0]
[null,null,null,null,null,null,null,null,null,null,null,null,null,null,null,null,null,null,null,null,null,null,null,null,null,null,null,null,null,null,null,null,null,null,null,null,null,null,null,null,null,null,null,null,null,null,null,null,null,null,null,null,null,null,null,null,null,null,null,null,null,null,null,null,null,null,null,"Total","N2O","Residential",2035,0]
[null,null,null,null,null,null,null,null,null,null,null,null,null,null,null,null,null,null,null,null,null,null,null,null,null,null,null,null,null,null,null,null,null,null,null,null,null,null,null,null,null,null,null,null,null,null,null,null,null,null,null,null,null,null,null,null,null,null,null,null,null,null,null,null,null,null,null,"Total","N2O","Residential",2039,0]
[null,null,null,null,null,null,null,null,null,null,null,null,null,null,null,null,null,null,null,null,null,null,null,null,null,null,null,null,null,null,null,null,null,null,null,null,null,null,null,null,null,null,null,null,null,null,null,null,null,null,null,null,null,null,null,null,null,null,null,null,null,null,null,null,null,null,null,"Total","CO2","Residential",2014,0]
[null,null,null,null,null,null,null,null,null,null,null,null,null,null,null,null,null,null,null,null,null,null,null,null,null,null,null,null,null,null,null,null,null,null,null,null,null,null,null,null,null,null,null,null,null,null,null,null,null,null,null,null,null,null,null,null,null,null,null,null,null,null,null,null,null,null,null,"Total","CO2","Residential",2017,0]
[null,null,null,null,null,null,null,null,null,null,null,null,null,null,null,null,null,null,null,null,null,null,null,null,null,null,null,null,null,null,null,null,null,null,null,null,null,null,null,null,null,null,null,null,null,null,null,null,null,null,null,null,null,null,null,null,null,null,null,null,null,null,null,null,null,null,null,"Total","CO2","Residential",2018,0]
[null,null,null,null,null,null,null,null,null,null,null,null,null,null,null,null,null,null,null,null,null,null,null,null,null,null,null,null,null,null,null,null,null,null,null,null,null,null,null,null,null,null,null,null,null,null,null,null,null,null,null,null,null,null,null,null,null,null,null,null,null,null,null,null,null,null,null,"Total","CO2","Residential",2021,0]
[null,null,null,null,null,null,null,null,null,null,null,null,null,null,null,null,null,null,null,null,null,null,null,null,null,null,null,null,null,null,null,null,null,null,null,null,null,null,null,null,null,null,null,null,null,null,null,null,null,null,null,null,null,null,null,null,null,null,null,null,null,null,null,null,null,null,null,"Total","CO2","Residential",2025,0]
[null,null,null,null,null,null,null,null,null,null,null,null,null,null,null,null,null,null,null,null,null,null,null,null,null,null,null,null,null,null,null,null,null,null,null,null,null,null,null,null,null,null,null,null,null,null,null,null,null,null,null,null,null,null,null,null,null,null,null,null,null,null,null,null,null,null,null,"Total","CO2","Residential",2028,0]
[null,null,null,null,null,null,null,null,null,null,null,null,null,null,null,null,null,null,null,null,null,null,null,null,null,null,null,null,null,null,null,null,null,null,null,null,null,null,null,null,null,null,null,null,null,null,null,null,null,null,null,null,null,null,null,null,null,null,null,null,null,null,null,null,null,null,null,"Total","CO2","Residential",2030,0]
[null,null,null,null,null,null,null,null,null,null,null,null,null,null,null,null,null,null,null,null,null,null,null,null,null,null,null,null,null,null,null,null,null,null,null,null,null,null,null,null,null,null,null,null,null,null,null,null,null,null,null,null,null,null,null,null,null,null,null,null,null,null,null,null,null,null,null,"Total","CO2","Residential",2034,0]
[null,null,null,null,null,null,null,null,null,null,null,null,null,null,null,null,null,null,null,null,null,null,null,null,null,null,null,null,null,null,null,null,null,null,null,null,null,null,null,null,null,null,null,null,null,null,null,null,null,null,null,null,null,null,null,null,null,null,null,null,null,null,null,null,null,null,null,"Total","CO2","Residential",2037,0]
[null,null,null,null,null,null,null,null,null,null,null,null,null,null,null,null,null,null,null,null,null,null,null,null,null,null,null,null,null,null,null,null,null,null,null,null,null,null,null,null,null,null,null,null,null,null,null,null,null,null,null,null,null,null,null,null,null,null,null,null,null,null,null,null,null,null,null,"Total","CO2","Residential",2040,0]
[null,null,null,null,null,null,null,null,null,null,null,null,null,null,null,null,null,null,null,null,null,null,null,null,null,null,null,null,null,null,null,null,null,null,null,null,null,null,null,null,null,null,null,null,null,null,null,null,null,null,null,null,null,null,null,null,null,null,null,null,null,null,null,null,null,null,null,"Total","CO2e","Residential",2013,0]
[null,null,null,null,null,null,null,null,null,null,null,null,null,null,null,null,null,null,null,null,null,null,null,null,null,null,null,null,null,null,null,null,null,null,null,null,null,null,null,null,null,null,null,null,null,null,null,null,null,null,null,null,null,null,null,null,null,null,null,null,null,null,null,null,null,null,null,"Total","CO2e","Residential",2016,0]
[null,null,null,null,null,null,null,null,null,null,null,null,null,null,null,null,null,null,null,null,null,null,null,null,null,null,null,null,null,null,null,null,null,null,null,null,null,null,null,null,null,null,null,null,null,null,null,null,null,null,null,null,null,null,null,null,null,null,null,null,null,null,null,null,null,null,null,"Total","CO2e","Residential",2019,0]
[null,null,null,null,null,null,null,null,null,null,null,null,null,null,null,null,null,null,null,null,null,null,null,null,null,null,null,null,null,null,null,null,null,null,null,null,null,null,null,null,null,null,null,null,null,null,null,null,null,null,null,null,null,null,null,null,null,null,null,null,null,null,null,null,null,null,null,"Total","CO2e","Residential",2022,0]
[null,null,null,null,null,null,null,null,null,null,null,null,null,null,null,null,null,null,null,null,null,null,null,null,null,null,null,null,null,null,null,null,null,null,null,null,null,null,null,null,null,null,null,null,null,null,null,null,null,null,null,null,null,null,null,null,null,null,null,null,null,null,null,null,null,null,null,"Total","CO2e","Residential",2025,0]
[null,null,null,null,null,null,null,null,null,null,null,null,null,null,null,null,null,null,null,null,null,null,null,null,null,null,null,null,null,null,null,null,null,null,null,null,null,null,null,null,null,null,null,null,null,null,null,null,null,null,null,null,null,null,null,null,null,null,null,null,null,null,null,null,null,null,null,"Total","CO2e","Residential",2029,0]
[null,null,null,null,null,null,null,null,null,null,null,null,null,null,null,null,null,null,null,null,null,null,null,null,null,null,null,null,null,null,null,null,null,null,null,null,null,null,null,null,null,null,null,null,null,null,null,null,null,null,null,null,null,null,null,null,null,null,null,null,null,null,null,null,null,null,null,"Total","CO2e","Residential",2032,0]
[null,null,null,null,null,null,null,null,null,null,null,null,null,null,null,null,null,null,null,null,null,null,null,null,null,null,null,null,null,null,null,null,null,null,null,null,null,null,null,null,null,null,null,null,null,null,null,null,null,null,null,null,null,null,null,null,null,null,null,null,null,null,null,null,null,null,null,"Total","CO2e","Residential",2033,{"$f":"BT194+BT418","v":0}]
[null,null,null,null,null,null,null,null,null,null,null,null,null,null,null,null,null,null,null,null,null,null,null,null,null,null,null,null,null,null,null,null,null,null,null,null,null,null,null,null,null,null,null,null,null,null,null,null,null,null,null,null,null,null,null,null,null,null,null,null,null,null,null,null,null,null,null,"Total","CO2e","Residential",2036,0]
[null,null,null,null,null,null,null,null,null,null,null,null,null,null,null,null,null,null,null,null,null,null,null,null,null,null,null,null,null,null,null,null,null,null,null,null,null,null,null,null,null,null,null,null,null,null,null,null,null,null,null,null,null,null,null,null,null,null,null,null,null,null,null,null,null,null,null,"Total","CO2e","Residential",2039,0]
[null,null,null,null,null,null,null,null,null,null,null,null,null,null,null,null,null,null,null,null,null,null,null,null,null,null,null,null,null,null,null,null,null,null,null,null,null,null,null,null,null,null,null,null,null,null,null,null,null,null,null,null,null,null,null,null,null,null,null,null,null,null,null,null,null,null,null,"Total","Housing Starts","Residential",2014,"-"]
[null,null,null,null,null,null,null,null,null,null,null,null,null,null,null,null,null,null,null,null,null,null,null,null,null,null,null,null,null,null,null,null,null,null,null,null,null,null,null,null,null,null,null,null,null,null,null,null,null,null,null,null,null,null,null,null,null,null,null,null,null,null,null,null,null,null,null,"Total","Housing Starts","Residential",2017,"-"]
[null,null,null,null,null,null,null,null,null,null,null,null,null,null,null,null,null,null,null,null,null,null,null,null,null,null,null,null,null,null,null,null,null,null,null,null,null,null,null,null,null,null,null,null,null,null,null,null,null,null,null,null,null,null,null,null,null,null,null,null,null,null,null,null,null,null,null,"Total","Housing Starts","Residential",2020,"-"]
[null,null,null,null,null,null,null,null,null,null,null,null,null,null,null,null,null,null,null,null,null,null,null,null,null,null,null,null,null,null,null,null,null,null,null,null,null,null,null,null,null,null,null,null,null,null,null,null,null,null,null,null,null,null,null,null,null,null,null,null,null,null,null,null,null,null,null,"Total","Housing Starts","Residential",2024,"-"]
[null,null,null,null,null,null,null,null,null,null,null,null,null,null,null,null,null,null,null,null,null,null,null,null,null,null,null,null,null,null,null,null,null,null,null,null,null,null,null,null,null,null,null,null,null,null,null,null,null,null,null,null,null,null,null,null,null,null,null,null,null,null,null,null,null,null,null,"Total","Housing Starts","Residential",2027,"-"]
[null,null,null,null,null,null,null,null,null,null,null,null,null,null,null,null,null,null,null,null,null,null,null,null,null,null,null,null,null,null,null,null,null,null,null,null,null,null,null,null,null,null,null,null,null,null,null,null,null,null,null,null,null,null,null,null,null,null,null,null,null,null,null,null,null,null,null,"Total","Housing Starts","Residential",2028,"-"]
[null,null,null,null,null,null,null,null,null,null,null,null,null,null,null,null,null,null,null,null,null,null,null,null,null,null,null,null,null,null,null,null,null,null,null,null,null,null,null,null,null,null,null,null,null,null,null,null,null,null,null,null,null,null,null,null,null,null,null,null,null,null,null,null,null,null,null,"Total","Housing Starts","Residential",2031,"-"]
[null,null,null,null,null,null,null,null,null,null,null,null,null,null,null,null,null,null,null,null,null,null,null,null,null,null,null,null,null,null,null,null,null,null,null,null,null,null,null,null,null,null,null,null,null,null,null,null,null,null,null,null,null,null,null,null,null,null,null,null,null,null,null,null,null,null,null,"Total","Housing Starts","Residential",2035,"-"]
[null,null,null,null,null,null,null,null,null,null,null,null,null,null,null,null,null,null,null,null,null,null,null,null,null,null,null,null,null,null,null,null,null,null,null,null,null,null,null,null,null,null,null,null,null,null,null,null,null,null,null,null,null,null,null,null,null,null,null,null,null,null,null,null,null,null,null,"Total","Housing Starts","Residential",2037,"-"]
[null,null,null,null,null,null,null,null,null,null,null,null,null,null,null,null,null,null,null,null,null,null,null,null,null,null,null,null,null,null,null,null,null,null,null,null,null,null,null,null,null,null,null,null,null,null,null,null,null,null,null,null,null,null,null,null,null,null,null,null,null,null,null,null,null,null,null,"Total","Housing Starts","Residential",2040,"-"]
[null,null,null,null,null,null,null,null,null,null,null,null,null,null,null,null,null,null,null,null,null,null,null,null,null,null,null,null,null,null,null,null,null,null,null,null,null,null,null,null,null,null,null,null,null,null,null,null,null,null,null,null,null,null,null,null,null,null,null,null,null,null,null,null,null,null,null,"Total","MMBtu","Residential",2016,"-"]
[null,null,null,null,null,null,null,null,null,null,null,null,null,null,null,null,null,null,null,null,null,null,null,null,null,null,null,null,null,null,null,null,null,null,null,null,null,null,null,null,null,null,null,null,null,null,null,null,null,null,null,null,null,null,null,null,null,null,null,null,null,null,null,null,null,null,null,"Total","MMBtu","Residential",2019,"-"]
[null,null,null,null,null,null,null,null,null,null,null,null,null,null,null,null,null,null,null,null,null,null,null,null,null,null,null,null,null,null,null,null,null,null,null,null,null,null,null,null,null,null,null,null,null,null,null,null,null,null,null,null,null,null,null,null,null,null,null,null,null,null,null,null,null,null,null,"Total","MMBtu","Residential",2022,"-"]
[null,null,null,null,null,null,null,null,null,null,null,null,null,null,null,null,null,null,null,null,null,null,null,null,null,null,null,null,null,null,null,null,null,null,null,null,null,null,null,null,null,null,null,null,null,null,null,null,null,null,null,null,null,null,null,null,null,null,null,null,null,null,null,null,null,null,null,"Total","MMBtu","Residential",2023,"-"]
[null,null,null,null,null,null,null,null,null,null,null,null,null,null,null,null,null,null,null,null,null,null,null,null,null,null,null,null,null,null,null,null,null,null,null,null,null,null,null,null,null,null,null,null,null,null,null,null,null,null,null,null,null,null,null,null,null,null,null,null,null,null,null,null,null,null,null,"Total","MMBtu","Residential",2026,"-"]
[null,null,null,null,null,null,null,null,null,null,null,null,null,null,null,null,null,null,null,null,null,null,null,null,null,null,null,null,null,null,null,null,null,null,null,null,null,null,null,null,null,null,null,null,null,null,null,null,null,null,null,null,null,null,null,null,null,null,null,null,null,null,null,null,null,null,null,"Total","MMBtu","Residential",2030,"-"]
[null,null,null,null,null,null,null,null,null,null,null,null,null,null,null,null,null,null,null,null,null,null,null,null,null,null,null,null,null,null,null,null,null,null,null,null,null,null,null,null,null,null,null,null,null,null,null,null,null,null,null,null,null,null,null,null,null,null,null,null,null,null,null,null,null,null,null,"Total","MMBtu","Residential",2032,"-"]
[null,null,null,null,null,null,null,null,null,null,null,null,null,null,null,null,null,null,null,null,null,null,null,null,null,null,null,null,null,null,null,null,null,null,null,null,null,null,null,null,null,null,null,null,null,null,null,null,null,null,null,null,null,null,null,null,null,null,null,null,null,null,null,null,null,null,null,"Total","MMBtu","Residential",2035,"-"]
[null,null,null,null,null,null,null,null,null,null,null,null,null,null,null,null,null,null,null,null,null,null,null,null,null,null,null,null,null,null,null,null,null,null,null,null,null,null,null,null,null,null,null,null,null,null,null,null,null,null,null,null,null,null,null,null,null,null,null,null,null,null,null,null,null,null,null,"Total","MMBtu","Residential",2039,"-"]
[]
[]
[]
[]
[]
[]
[]
[]
[]
[]
[]
[]
[]
[]
[]
[]
[]
[]
[]
[]
[]
[]
[]
[]
[]
[]
[]
[]
[]
[]
[]
[]
[]
[]
[]
[]
[]
[]
[]
[]
[]
[]
[]
[]
[]
[]
[]
[]
[]
[]
[]
[]
[]
[]
[]
[]
[]
[]
[]
[null,null,null,null,null,null,null,null,null,null,null,null,null,null,null,null,null,null,null,null,null,null,null,null,null,null,null,null,null,null,null,null,null,null,null,null,null,null,null,null,null,null,null,null,null,null,null,null,null,null,null,null,null,null,null,null,null,null,null,null,null,null,null,null,null,null,null,"Total","MWh","Commercial",2013,"-"]
[null,null,null,null,null,null,null,null,null,null,null,null,null,null,null,null,null,null,null,null,null,null,null,null,null,null,null,null,null,null,null,null,null,null,null,null,null,null,null,null,null,null,null,null,null,null,null,null,null,null,null,null,null,null,null,null,null,null,null,null,null,null,null,null,null,null,null,"Total","MWh","Commercial",2017,"-"]
[null,null,null,null,null,null,null,null,null,null,null,null,null,null,null,null,null,null,null,null,null,null,null,null,null,null,null,null,null,null,null,null,null,null,null,null,null,null,null,null,null,null,null,null,null,null,null,null,null,null,null,null,null,null,null,null,null,null,null,null,null,null,null,null,null,null,null,"Total","MWh","Commercial",2020,"-"]
[null,null,null,null,null,null,null,null,null,null,null,null,null,null,null,null,null,null,null,null,null,null,null,null,null,null,null,null,null,null,null,null,null,null,null,null,null,null,null,null,null,null,null,null,null,null,null,null,null,null,null,null,null,null,null,null,null,null,null,null,null,null,null,null,null,null,null,"Total","MWh","Commercial",2024,"-"]
[null,null,null,null,null,null,null,null,null,null,null,null,null,null,null,null,null,null,null,null,null,null,null,null,null,null,null,null,null,null,null,null,null,null,null,null,null,null,null,null,null,null,null,null,null,null,null,null,null,null,null,null,null,null,null,null,null,null,null,null,null,null,null,null,null,null,null,"Total","MWh","Commercial",2027,"-"]
[null,null,null,null,null,null,null,null,null,null,null,null,null,null,null,null,null,null,null,null,null,null,null,null,null,null,null,null,null,null,null,null,null,null,null,null,null,null,null,null,null,null,null,null,null,null,null,null,null,null,null,null,null,null,null,null,null,null,null,null,null,null,null,null,null,null,null,"Total","MWh","Commercial",2029,"-"]
[null,null,null,null,null,null,null,null,null,null,null,null,null,null,null,null,null,null,null,null,null,null,null,null,null,null,null,null,null,null,null,null,null,null,null,null,null,null,null,null,null,null,null,null,null,null,null,null,null,null,null,null,null,null,null,null,null,null,null,null,null,null,null,null,null,null,null,"Total","MWh","Commercial",2030,"-"]
[null,null,null,null,null,null,null,null,null,null,null,null,null,null,null,null,null,null,null,null,null,null,null,null,null,null,null,null,null,null,null,null,null,null,null,null,null,null,null,null,null,null,null,null,null,null,null,null,null,null,null,null,null,null,null,null,null,null,null,null,null,null,null,null,null,null,null,"Total","MWh","Commercial",2033,"-"]
[null,null,null,null,null,null,null,null,null,null,null,null,null,null,null,null,null,null,null,null,null,null,null,null,null,null,null,null,null,null,null,null,null,null,null,null,null,null,null,null,null,null,null,null,null,null,null,null,null,null,null,null,null,null,null,null,null,null,null,null,null,null,null,null,null,null,null,"Total","MWh","Commercial",2037,"-"]
[null,null,null,null,null,null,null,null,null,null,null,null,null,null,null,null,null,null,null,null,null,null,null,null,null,null,null,null,null,null,null,null,null,null,null,null,null,null,null,null,null,null,null,null,null,null,null,null,null,null,null,null,null,null,null,null,null,null,null,null,null,null,null,null,null,null,null,"Total","MWh","Commercial",2040,"-"]
[null,null,null,null,null,null,null,null,null,null,null,null,null,null,null,null,null,null,null,null,null,null,null,null,null,null,null,null,null,null,null,null,null,null,null,null,null,null,null,null,null,null,null,null,null,null,null,null,null,null,null,null,null,null,null,null,null,null,null,null,null,null,null,null,null,null,null,"Total","NOx","Commercial",2015,0]
[null,null,null,null,null,null,null,null,null,null,null,null,null,null,null,null,null,null,null,null,null,null,null,null,null,null,null,null,null,null,null,null,null,null,null,null,null,null,null,null,null,null,null,null,null,null,null,null,null,null,null,null,null,null,null,null,null,null,null,null,null,null,null,null,null,null,null,"Total","NOx","Commercial",2019,2058.8558361424307]
[null,null,null,null,null,null,null,null,null,null,null,null,null,null,null,null,null,null,null,null,null,null,null,null,null,null,null,null,null,null,null,null,null,null,null,null,null,null,null,null,null,null,null,null,null,null,null,null,null,null,null,null,null,null,null,null,null,null,null,null,null,null,null,null,null,null,null,"Total","NOx","Commercial",2022,2019.3987768528759]
[null,null,null,null,null,null,null,null,null,null,null,null,null,null,null,null,null,null,null,null,null,null,null,null,null,null,null,null,null,null,null,null,null,null,null,null,null,null,null,null,null,null,null,null,null,null,null,null,null,null,null,null,null,null,null,null,null,null,null,null,null,null,null,null,null,null,null,"Total","NOx","Commercial",2024,2016.2555184816931]
[null,null,null,null,null,null,null,null,null,null,null,null,null,null,null,null,null,null,null,null,null,null,null,null,null,null,null,null,null,null,null,null,null,null,null,null,null,null,null,null,null,null,null,null,null,null,null,null,null,null,null,null,null,null,null,null,null,null,null,null,null,null,null,null,null,null,null,"Total","NOx","Commercial",2025,2016.7832074551852]
[null,null,null,null,null,null,null,null,null,null,null,null,null,null,null,null,null,null,null,null,null,null,null,null,null,null,null,null,null,null,null,null,null,null,null,null,null,null,null,null,null,null,null,null,null,null,null,null,null,null,null,null,null,null,null,null,null,null,null,null,null,null,null,null,null,null,null,"Total","NOx","Commercial",2028,1954.7748635922437]
[null,null,null,null,null,null,null,null,null,null,null,null,null,null,null,null,null,null,null,null,null,null,null,null,null,null,null,null,null,null,null,null,null,null,null,null,null,null,null,null,null,null,null,null,null,null,null,null,null,null,null,null,null,null,null,null,null,null,null,null,null,null,null,null,null,null,null,"Total","NOx","Commercial",2032,2062.1633099770729]
[null,null,null,null,null,null,null,null,null,null,null,null,null,null,null,null,null,null,null,null,null,null,null,null,null,null,null,null,null,null,null,null,null,null,null,null,null,null,null,null,null,null,null,null,null,null,null,null,null,null,null,null,null,null,null,null,null,null,null,null,null,null,null,null,null,null,null,"Total","NOx","Commercial",2035,2275.5204643999309]
[null,null,null,null,null,null,null,null,null,null,null,null,null,null,null,null,null,null,null,null,null,null,null,null,null,null,null,null,null,null,null,null,null,null,null,null,null,null,null,null,null,null,null,null,null,null,null,null,null,null,null,null,null,null,null,null,null,null,null,null,null,null,null,null,null,null,null,"Total","NOx","Commercial",2038,2409.7999089018494]
[null,null,null,null,null,null,null,null,null,null,null,null,null,null,null,null,null,null,null,null,null,null,null,null,null,null,null,null,null,null,null,null,null,null,null,null,null,null,null,null,null,null,null,null,null,null,null,null,null,null,null,null,null,null,null,null,null,null,null,null,null,null,null,null,null,null,null,"Total","SOx","Commercial",2014,0]
[null,null,null,null,null,null,null,null,null,null,null,null,null,null,null,null,null,null,null,null,null,null,null,null,null,null,null,null,null,null,null,null,null,null,null,null,null,null,null,null,null,null,null,null,null,null,null,null,null,null,null,null,null,null,null,null,null,null,null,null,null,null,null,null,null,null,null,"Total","SOx","Commercial",2015,0]
[null,null,null,null,null,null,null,null,null,null,null,null,null,null,null,null,null,null,null,null,null,null,null,null,null,null,null,null,null,null,null,null,null,null,null,null,null,null,null,null,null,null,null,null,null,null,null,null,null,null,null,null,null,null,null,null,null,null,null,null,null,null,null,null,null,null,null,"Total","SOx","Commercial",2017,{"$f":"BT486+BT710","v":0}]
[null,null,null,null,null,null,null,null,null,null,null,null,null,null,null,null,null,null,null,null,null,null,null,null,null,null,null,null,null,null,null,null,null,null,null,null,null,null,null,null,null,null,null,null,null,null,null,null,null,null,null,null,null,null,null,null,null,null,null,null,null,null,null,null,null,null,null,"Total","SOx","Commercial",2020,2379.4475642302409]
[null,null,null,null,null,null,null,null,null,null,null,null,null,null,null,null,null,null,null,null,null,null,null,null,null,null,null,null,null,null,null,null,null,null,null,null,null,null,null,null,null,null,null,null,null,null,null,null,null,null,null,null,null,null,null,null,null,null,null,null,null,null,null,null,null,null,null,"Total","SOx","Commercial",2023,2357.4388425389602]
[null,null,null,null,null,null,null,null,null,null,null,null,null,null,null,null,null,null,null,null,null,null,null,null,null,null,null,null,null,null,null,null,null,null,null,null,null,null,null,null,null,null,null,null,null,null,null,null,null,null,null,null,null,null,null,null,null,null,null,null,null,null,null,null,null,null,null,"Total","SOx","Commercial",2027,2300.45893570207]
[null,null,null,null,null,null,null,null,null,null,null,null,null,null,null,null,null,null,null,null,null,null,null,null,null,null,null,null,null,null,null,null,null,null,null,null,null,null,null,null,null,null,null,null,null,null,null,null,null,null,null,null,null,null,null,null,null,null,null,null,null,null,null,null,null,null,null,"Total","SOx","Commercial",2030,2294.853556359024]
[null,null,null,null,null,null,null,null,null,null,null,null,null,null,null,null,null,null,null,null,null,null,null,null,null,null,null,null,null,null,null,null,null,null,null,null,null,null,null,null,null,null,null,null,null,null,null,null,null,null,null,null,null,null,null,null,null,null,null,null,null,null,null,null,null,null,null,"Total","SOx","Commercial",2033,2497.0922470981159]
[null,null,null,null,null,null,null,null,null,null,null,null,null,null,null,null,null,null,null,null,null,null,null,null,null,null,null,null,null,null,null,null,null,null,null,null,null,null,null,null,null,null,null,null,null,null,null,null,null,null,null,null,null,null,null,null,null,null,null,null,null,null,null,null,null,null,null,"Total","SOx","Commercial",2037,2808.0916347192297]
[null,null,null,null,null,null,null,null,null,null,null,null,null,null,null,null,null,null,null,null,null,null,null,null,null,null,null,null,null,null,null,null,null,null,null,null,null,null,null,null,null,null,null,null,null,null,null,null,null,null,null,null,null,null,null,null,null,null,null,null,null,null,null,null,null,null,null,"Total","SOx","Commercial",2038,2823.9154325522586]
[null,null,null,null,null,null,null,null,null,null,null,null,null,null,null,null,null,null,null,null,null,null,null,null,null,null,null,null,null,null,null,null,null,null,null,null,null,null,null,null,null,null,null,null,null,null,null,null,null,null,null,null,null,null,null,null,null,null,null,null,null,null,null,null,null,null,null,"Total","SOx","Commercial",2040,2801.2014060783381]
[null,null,null,null,null,null,null,null,null,null,null,null,null,null,null,null,null,null,null,null,null,null,null,null,null,null,null,null,null,null,null,null,null,null,null,null,null,null,null,null,null,null,null,null,null,null,null,null,null,null,null,null,null,null,null,null,null,null,null,null,null,null,null,null,null,null,null,"Total","CH4","Commercial",2015,0]
[null,null,null,null,null,null,null,null,null,null,null,null,null,null,null,null,null,null,null,null,null,null,null,null,null,null,null,null,null,null,null,null,null,null,null,null,null,null,null,null,null,null,null,null,null,null,null,null,null,null,null,null,null,null,null,null,null,null,null,null,null,null,null,null,null,null,null,"Total","CH4","Commercial",2018,0]
[null,null,null,null,null,null,null,null,null,null,null,null,null,null,null,null,null,null,null,null,null,null,null,null,null,null,null,null,null,null,null,null,null,null,null,null,null,null,null,null,null,null,null,null,null,null,null,null,null,null,null,null,null,null,null,null,null,null,null,null,null,null,null,null,null,null,null,"Total","CH4","Commercial",2022,7.8790211905186966]
[null,null,null,null,null,null,null,null,null,null,null,null,null,null,null,null,null,null,null,null,null,null,null,null,null,null,null,null,null,null,null,null,null,null,null,null,null,null,null,null,null,null,null,null,null,null,null,null,null,null,null,null,null,null,null,null,null,null,null,null,null,null,null,null,null,null,null,"Total","CH4","Commercial",2025,7.8688161102017755]
[null,null,null,null,null,null,null,null,null,null,null,null,null,null,null,null,null,null,null,null,null,null,null,null,null,null,null,null,null,null,null,null,null,null,null,null,null,null,null,null,null,null,null,null,null,null,null,null,null,null,null,null,null,null,null,null,null,null,null,null,null,null,null,null,null,null,null,"Total","CH4","Commercial",2028,7.6268802128024058]
[null,null,null,null,null,null,null,null,null,null,null,null,null,null,null,null,null,null,null,null,null,null,null,null,null,null,null,null,null,null,null,null,null,null,null,null,null,null,null,null,null,null,null,null,null,null,null,null,null,null,null,null,null,null,null,null,null,null,null,null,null,null,null,null,null,null,null,"Total","CH4","Commercial",2032,8.0458741501967719]
[null,null,null,null,null,null,null,null,null,null,null,null,null,null,null,null,null,null,null,null,null,null,null,null,null,null,null,null,null,null,null,null,null,null,null,null,null,null,null,null,null,null,null,null,null,null,null,null,null,null,null,null,null,null,null,null,null,null,null,null,null,null,null,null,null,null,null,"Total","CH4","Commercial",2033,8.3140773897403069]
[null,null,null,null,null,null,null,null,null,null,null,null,null,null,null,null,null,null,null,null,null,null,null,null,null,null,null,null,null,null,null,null,null,null,null,null,null,null,null,null,null,null,null,null,null,null,null,null,null,null,null,null,null,null,null,null,null,null,null,null,null,null,null,null,null,null,null,"Total","CH4","Commercial",2035,8.8783226789941825]
[null,null,null,null,null,null,null,null,null,null,null,null,null,null,null,null,null,null,null,null,null,null,null,null,null,null,null,null,null,null,null,null,null,null,null,null,null,null,null,null,null,null,null,null,null,null,null,null,null,null,null,null,null,null,null,null,null,null,null,null,null,null,null,null,null,null,null,"Total","CH4","Commercial",2038,9.4022363313192141]
[null,null,null,null,null,null,null,null,null,null,null,null,null,null,null,null,null,null,null,null,null,null,null,null,null,null,null,null,null,null,null,null,null,null,null,null,null,null,null,null,null,null,null,null,null,null,null,null,null,null,null,null,null,null,null,null,null,null,null,null,null,null,null,null,null,null,null,"Total","N2O","Commercial",2013,0]
[null,null,null,null,null,null,null,null,null,null,null,null,null,null,null,null,null,null,null,null,null,null,null,null,null,null,null,null,null,null,null,null,null,null,null,null,null,null,null,null,null,null,null,null,null,null,null,null,null,null,null,null,null,null,null,null,null,null,null,null,null,null,null,null,null,null,null,"Total","N2O","Commercial",2017,0]
[null,null,null,null,null,null,null,null,null,null,null,null,null,null,null,null,null,null,null,null,null,null,null,null,null,null,null,null,null,null,null,null,null,null,null,null,null,null,null,null,null,null,null,null,null,null,null,null,null,null,null,null,null,null,null,null,null,null,null,null,null,null,null,null,null,null,null,"Total","N2O","Commercial",2020,0.80504459963397346]
[null,null,null,null,null,null,null,null,null,null,null,null,null,null,null,null,null,null,null,null,null,null,null,null,null,null,null,null,null,null,null,null,null,null,null,null,null,null,null,null,null,null,null,null,null,null,null,null,null,null,null,null,null,null,null,null,null,null,null,null,null,null,null,null,null,null,null,"Total","N2O","Commercial",2024,0.79939250962743325]
[null,null,null,null,null,null,null,null,null,null,null,null,null,null,null,null,null,null,null,null,null,null,null,null,null,null,null,null,null,null,null,null,null,null,null,null,null,null,null,null,null,null,null,null,null,null,null,null,null,null,null,null,null,null,null,null,null,null,null,null,null,null,null,null,null,null,null,"Total","N2O","Commercial",2026,0.78813891939259917]
[null,null,null,null,null,null,null,null,null,null,null,null,null,null,null,null,null,null,null,null,null,null,null,null,null,null,null,null,null,null,null,null,null,null,null,null,null,null,null,null,null,null,null,null,null,null,null,null,null,null,null,null,null,null,null,null,null,null,null,null,null,null,null,null,null,null,null,"Total","N2O","Commercial",2029,0.77538792277091328]
[null,null,null,null,null,null,null,null,null,null,null,null,null,null,null,null,null,null,null,null,null,null,null,null,null,null,null,null,null,null,null,null,null,null,null,null,null,null,null,null,null,null,null,null,null,null,null,null,null,null,null,null,null,null,null,null,null,null,null,null,null,null,null,null,null,null,null,"Total","N2O","Commercial",2030,0.77642369189812732]
[null,null,null,null,null,null,null,null,null,null,null,null,null,null,null,null,null,null,null,null,null,null,null,null,null,null,null,null,null,null,null,null,null,null,null,null,null,null,null,null,null,null,null,null,null,null,null,null,null,null,null,null,null,null,null,null,null,null,null,null,null,null,null,null,null,null,null,"Total","N2O","Commercial",2033,0.84484762704343563]
[null,null,null,null,null,null,null,null,null,null,null,null,null,null,null,null,null,null,null,null,null,null,null,null,null,null,null,null,null,null,null,null,null,null,null,null,null,null,null,null,null,null,null,null,null,null,null,null,null,null,null,null,null,null,null,null,null,null,null,null,null,null,null,null,null,null,null,"Total","N2O","Commercial",2036,0.93770256758101789]
[null,null,null,null,null,null,null,null,null,null,null,null,null,null,null,null,null,null,null,null,null,null,null,null,null,null,null,null,null,null,null,null,null,null,null,null,null,null,null,null,null,null,null,null,null,null,null,null,null,null,null,null,null,null,null,null,null,null,null,null,null,null,null,null,null,null,null,"Total","N2O","Commercial",2040,0.94773765908978458]
[null,null,null,null,null,null,null,null,null,null,null,null,null,null,null,null,null,null,null,null,null,null,null,null,null,null,null,null,null,null,null,null,null,null,null,null,null,null,null,null,null,null,null,null,null,null,null,null,null,null,null,null,null,null,null,null,null,null,null,null,null,null,null,null,null,null,null,"Total","CO2","Commercial",2015,0]
[null,null,null,null,null,null,null,null,null,null,null,null,null,null,null,null,null,null,null,null,null,null,null,null,null,null,null,null,null,null,null,null,null,null,null,null,null,null,null,null,null,null,null,null,null,null,null,null,null,null,null,null,null,null,null,null,null,null,null,null,null,null,null,null,null,null,null,"Total","CO2","Commercial",2019,3239871.0436189664]
[null,null,null,null,null,null,null,null,null,null,null,null,null,null,null,null,null,null,null,null,null,null,null,null,null,null,null,null,null,null,null,null,null,null,null,null,null,null,null,null,null,null,null,null,null,null,null,null,null,null,null,null,null,null,null,null,null,null,null,null,null,null,null,null,null,null,null,"Total","CO2","Commercial",2021,3191829.2083228929]
[null,null,null,null,null,null,null,null,null,null,null,null,null,null,null,null,null,null,null,null,null,null,null,null,null,null,null,null,null,null,null,null,null,null,null,null,null,null,null,null,null,null,null,null,null,null,null,null,null,null,null,null,null,null,null,null,null,null,null,null,null,null,null,null,null,null,null,"Total","CO2","Commercial",2024,3172834.0353859896]
[null,null,null,null,null,null,null,null,null,null,null,null,null,null,null,null,null,null,null,null,null,null,null,null,null,null,null,null,null,null,null,null,null,null,null,null,null,null,null,null,null,null,null,null,null,null,null,null,null,null,null,null,null,null,null,null,null,null,null,null,null,null,null,null,null,null,null,"Total","CO2","Commercial",2025,3173664.4209794058]
[null,null,null,null,null,null,null,null,null,null,null,null,null,null,null,null,null,null,null,null,null,null,null,null,null,null,null,null,null,null,null,null,null,null,null,null,null,null,null,null,null,null,null,null,null,null,null,null,null,null,null,null,null,null,null,null,null,null,null,null,null,null,null,null,null,null,null,"Total","CO2","Commercial",2028,3076086.4195391852]
[null,null,null,null,null,null,null,null,null,null,null,null,null,null,null,null,null,null,null,null,null,null,null,null,null,null,null,null,null,null,null,null,null,null,null,null,null,null,null,null,null,null,null,null,null,null,null,null,null,null,null,null,null,null,null,null,null,null,null,null,null,null,null,null,null,null,null,"Total","CO2","Commercial",2031,3125472.8267238149]
[null,null,null,null,null,null,null,null,null,null,null,null,null,null,null,null,null,null,null,null,null,null,null,null,null,null,null,null,null,null,null,null,null,null,null,null,null,null,null,null,null,null,null,null,null,null,null,null,null,null,null,null,null,null,null,null,null,null,null,null,null,null,null,null,null,null,null,"Total","CO2","Commercial",2035,3580820.3431984736]
[null,null,null,null,null,null,null,null,null,null,null,null,null,null,null,null,null,null,null,null,null,null,null,null,null,null,null,null,null,null,null,null,null,null,null,null,null,null,null,null,null,null,null,null,null,null,null,null,null,null,null,null,null,null,null,null,null,null,null,null,null,null,null,null,null,null,null,"Total","CO2","Commercial",2038,3792126.0967912711]
[null,null,null,null,null,null,null,null,null,null,null,null,null,null,null,null,null,null,null,null,null,null,null,null,null,null,null,null,null,null,null,null,null,null,null,null,null,null,null,null,null,null,null,null,null,null,null,null,null,null,null,null,null,null,null,null,null,null,null,null,null,null,null,null,null,null,null,"Total","CO2","Commercial",2040,3761624.314917048]
[null,null,null,null,null,null,null,null,null,null,null,null,null,null,null,null,null,null,null,null,null,null,null,null,null,null,null,null,null,null,null,null,null,null,null,null,null,null,null,null,null,null,null,null,null,null,null,null,null,null,null,null,null,null,null,null,null,null,null,null,null,null,null,null,null,null,null,"Total","CO2e","Commercial",2016,0]
[null,null,null,null,null,null,null,null,null,null,null,null,null,null,null,null,null,null,null,null,null,null,null,null,null,null,null,null,null,null,null,null,null,null,null,null,null,null,null,null,null,null,null,null,null,null,null,null,null,null,null,null,null,null,null,null,null,null,null,null,null,null,null,null,null,null,null,"Total","CO2e","Commercial",2019,3240292.7835284183]
[null,null,null,null,null,null,null,null,null,null,null,null,null,null,null,null,null,null,null,null,null,null,null,null,null,null,null,null,null,null,null,null,null,null,null,null,null,null,null,null,null,null,null,null,null,null,null,null,null,null,null,null,null,null,null,null,null,null,null,null,null,null,null,null,null,null,null,"Total","CO2e","Commercial",2020,3195683.4337429549]
[null,null,null,null,null,null,null,null,null,null,null,null,null,null,null,null,null,null,null,null,null,null,null,null,null,null,null,null,null,null,null,null,null,null,null,null,null,null,null,null,null,null,null,null,null,null,null,null,null,null,null,null,null,null,null,null,null,null,null,null,null,null,null,null,null,null,null,"Total","CO2e","Commercial",2023,3166124.931019892]
[null,null,null,null,null,null,null,null,null,null,null,null,null,null,null,null,null,null,null,null,null,null,null,null,null,null,null,null,null,null,null,null,null,null,null,null,null,null,null,null,null,null,null,null,null,null,null,null,null,null,null,null,null,null,null,null,null,null,null,null,null,null,null,null,null,null,null,"Total","CO2e","Commercial",2027,3089598.8721681717]
[null,null,null,null,null,null,null,null,null,null,null,null,null,null,null,null,null,null,null,null,null,null,null,null,null,null,null,null,null,null,null,null,null,null,null,null,null,null,null,null,null,null,null,null,null,null,null,null,null,null,null,null,null,null,null,null,null,null,null,null,null,null,null,null,null,null,null,"Total","CO2e","Commercial",2030,3082070.6466356148]
[null,null,null,null,null,null,null,null,null,null,null,null,null,null,null,null,null,null,null,null,null,null,null,null,null,null,null,null,null,null,null,null,null,null,null,null,null,null,null,null,null,null,null,null,null,null,null,null,null,null,null,null,null,null,null,null,null,null,null,null,null,null,null,null,null,null,null,"Total","CO2e","Commercial",2033,{"$f":"BT614+BT838","v":3353684.4629568243}]
[null,null,null,null,null,null,null,null,null,null,null,null,null,null,null,null,null,null,null,null,null,null,null,null,null,null,null,null,null,null,null,null,null,null,null,null,null,null,null,null,null,null,null,null,null,null,null,null,null,null,null,null,null,null,null,null,null,null,null,null,null,null,null,null,null,null,null,"Total","CO2e","Commercial",2035,3581286.4650986888]
[null,null,null,null,null,null,null,null,null,null,null,null,null,null,null,null,null,null,null,null,null,null,null,null,null,null,null,null,null,null,null,null,null,null,null,null,null,null,null,null,null,null,null,null,null,null,null,null,null,null,null,null,null,null,null,null,null,null,null,null,null,null,null,null,null,null,null,"Total","CO2e","Commercial",2039,3786209.1254927129]
[]
[]
[]
[null,null,null,null,null,null,null,null,null,null,null,null,null,null,null,null,null,null,null,null,null,null,null,null,null,null,null,null,null,null,null,null,null,null,null,null,null,null,null,null,null,null,null,null,null,null,null,null,null,null,null,null,null,null,null,null,null,null,null,null,null,null,null,null,null,null,null,"Total","MWh","Total",2016,"-"]
[null,null,null,null,null,null,null,null,null,null,null,null,null,null,null,null,null,null,null,null,null,null,null,null,null,null,null,null,null,null,null,null,null,null,null,null,null,null,null,null,null,null,null,null,null,null,null,null,null,null,null,null,null,null,null,null,null,null,null,null,null,null,null,null,null,null,null,"Total","MWh","Total",2019,"-"]
[null,null,null,null,null,null,null,null,null,null,null,null,null,null,null,null,null,null,null,null,null,null,null,null,null,null,null,null,null,null,null,null,null,null,null,null,null,null,null,null,null,null,null,null,null,null,null,null,null,null,null,null,null,null,null,null,null,null,null,null,null,null,null,null,null,null,null,"Total","MWh","Total",2022,"-"]
[null,null,null,null,null,null,null,null,null,null,null,null,null,null,null,null,null,null,null,null,null,null,null,null,null,null,null,null,null,null,null,null,null,null,null,null,null,null,null,null,null,null,null,null,null,null,null,null,null,null,null,null,null,null,null,null,null,null,null,null,null,null,null,null,null,null,null,"Total","MWh","Total",2025,"-"]
[null,null,null,null,null,null,null,null,null,null,null,null,null,null,null,null,null,null,null,null,null,null,null,null,null,null,null,null,null,null,null,null,null,null,null,null,null,null,null,null,null,null,null,null,null,null,null,null,null,null,null,null,null,null,null,null,null,null,null,null,null,null,null,null,null,null,null,"Total","MWh","Total",2028,"-"]
[null,null,null,null,null,null,null,null,null,null,null,null,null,null,null,null,null,null,null,null,null,null,null,null,null,null,null,null,null,null,null,null,null,null,null,null,null,null,null,null,null,null,null,null,null,null,null,null,null,null,null,null,null,null,null,null,null,null,null,null,null,null,null,null,null,null,null,"Total","MWh","Total",2029,"-"]
[null,null,null,null,null,null,null,null,null,null,null,null,null,null,null,null,null,null,null,null,null,null,null,null,null,null,null,null,null,null,null,null,null,null,null,null,null,null,null,null,null,null,null,null,null,null,null,null,null,null,null,null,null,null,null,null,null,null,null,null,null,null,null,null,null,null,null,"Total","MWh","Total",2032,"-"]
[null,null,null,null,null,null,null,null,null,null,null,null,null,null,null,null,null,null,null,null,null,null,null,null,null,null,null,null,null,null,null,null,null,null,null,null,null,null,null,null,null,null,null,null,null,null,null,null,null,null,null,null,null,null,null,null,null,null,null,null,null,null,null,null,null,null,null,"Total","MWh","Total",2035,"-"]
[null,null,null,null,null,null,null,null,null,null,null,null,null,null,null,null,null,null,null,null,null,null,null,null,null,null,null,null,null,null,null,null,null,null,null,null,null,null,null,null,null,null,null,null,null,null,null,null,null,null,null,null,null,null,null,null,null,null,null,null,null,null,null,null,null,null,null,"Total","MWh","Total",2039,"-"]
[null,null,null,null,null,null,null,null,null,null,null,null,null,null,null,null,null,null,null,null,null,null,null,null,null,null,null,null,null,null,null,null,null,null,null,null,null,null,null,null,null,null,null,null,null,null,null,null,null,null,null,null,null,null,null,null,null,null,null,null,null,null,null,null,null,null,null,"Total","NOx","Total",2014,0]
[null,null,null,null,null,null,null,null,null,null,null,null,null,null,null,null,null,null,null,null,null,null,null,null,null,null,null,null,null,null,null,null,null,null,null,null,null,null,null,null,null,null,null,null,null,null,null,null,null,null,null,null,null,null,null,null,null,null,null,null,null,null,null,null,null,null,null,"Total","NOx","Total",2017,0]
[null,null,null,null,null,null,null,null,null,null,null,null,null,null,null,null,null,null,null,null,null,null,null,null,null,null,null,null,null,null,null,null,null,null,null,null,null,null,null,null,null,null,null,null,null,null,null,null,null,null,null,null,null,null,null,null,null,null,null,null,null,null,null,null,null,null,null,"Total","NOx","Total",2020,2030.511415965588]
[null,null,null,null,null,null,null,null,null,null,null,null,null,null,null,null,null,null,null,null,null,null,null,null,null,null,null,null,null,null,null,null,null,null,null,null,null,null,null,null,null,null,null,null,null,null,null,null,null,null,null,null,null,null,null,null,null,null,null,null,null,null,null,null,null,null,null,"Total","NOx","Total",2023,2011.7301823226385]
[null,null,null,null,null,null,null,null,null,null,null,null,null,null,null,null,null,null,null,null,null,null,null,null,null,null,null,null,null,null,null,null,null,null,null,null,null,null,null,null,null,null,null,null,null,null,null,null,null,null,null,null,null,null,null,null,null,null,null,null,null,null,null,null,null,null,null,"Total","NOx","Total",2024,2016.2555184816931]
[null,null,null,null,null,null,null,null,null,null,null,null,null,null,null,null,null,null,null,null,null,null,null,null,null,null,null,null,null,null,null,null,null,null,null,null,null,null,null,null,null,null,null,null,null,null,null,null,null,null,null,null,null,null,null,null,null,null,null,null,null,null,null,null,null,null,null,"Total","NOx","Total",2027,1963.1061432590211]
[null,null,null,null,null,null,null,null,null,null,null,null,null,null,null,null,null,null,null,null,null,null,null,null,null,null,null,null,null,null,null,null,null,null,null,null,null,null,null,null,null,null,null,null,null,null,null,null,null,null,null,null,null,null,null,null,null,null,null,null,null,null,null,null,null,null,null,"Total","NOx","Total",2030,1958.3227696230672]
[null,null,null,null,null,null,null,null,null,null,null,null,null,null,null,null,null,null,null,null,null,null,null,null,null,null,null,null,null,null,null,null,null,null,null,null,null,null,null,null,null,null,null,null,null,null,null,null,null,null,null,null,null,null,null,null,null,null,null,null,null,null,null,null,null,null,null,"Total","NOx","Total",2034,2195.333983295649]
[null,null,null,null,null,null,null,null,null,null,null,null,null,null,null,null,null,null,null,null,null,null,null,null,null,null,null,null,null,null,null,null,null,null,null,null,null,null,null,null,null,null,null,null,null,null,null,null,null,null,null,null,null,null,null,null,null,null,null,null,null,null,null,null,null,null,null,"Total","NOx","Total",2037,2396.2966056028372]
[null,null,null,null,null,null,null,null,null,null,null,null,null,null,null,null,null,null,null,null,null,null,null,null,null,null,null,null,null,null,null,null,null,null,null,null,null,null,null,null,null,null,null,null,null,null,null,null,null,null,null,null,null,null,null,null,null,null,null,null,null,null,null,null,null,null,null,"Total","NOx","Total",2040,2390.4168005067877]
[null,null,null,null,null,null,null,null,null,null,null,null,null,null,null,null,null,null,null,null,null,null,null,null,null,null,null,null,null,null,null,null,null,null,null,null,null,null,null,null,null,null,null,null,null,null,null,null,null,null,null,null,null,null,null,null,null,null,null,null,null,null,null,null,null,null,null,"Total","SOx","Total",2015,0]
[null,null,null,null,null,null,null,null,null,null,null,null,null,null,null,null,null,null,null,null,null,null,null,null,null,null,null,null,null,null,null,null,null,null,null,null,null,null,null,null,null,null,null,null,null,null,null,null,null,null,null,null,null,null,null,null,null,null,null,null,null,null,null,null,null,null,null,"Total","SOx","Total",2018,0]
[null,null,null,null,null,null,null,null,null,null,null,null,null,null,null,null,null,null,null,null,null,null,null,null,null,null,null,null,null,null,null,null,null,null,null,null,null,null,null,null,null,null,null,null,null,null,null,null,null,null,null,null,null,null,null,null,null,null,null,null,null,null,null,null,null,null,null,"Total","SOx","Total",2019,2412.6628719694663]
[null,null,null,null,null,null,null,null,null,null,null,null,null,null,null,null,null,null,null,null,null,null,null,null,null,null,null,null,null,null,null,null,null,null,null,null,null,null,null,null,null,null,null,null,null,null,null,null,null,null,null,null,null,null,null,null,null,null,null,null,null,null,null,null,null,null,null,"Total","SOx","Total",2022,2366.4252577014508]
[null,null,null,null,null,null,null,null,null,null,null,null,null,null,null,null,null,null,null,null,null,null,null,null,null,null,null,null,null,null,null,null,null,null,null,null,null,null,null,null,null,null,null,null,null,null,null,null,null,null,null,null,null,null,null,null,null,null,null,null,null,null,null,null,null,null,null,"Total","SOx","Total",2025,2363.3602120270089]
[null,null,null,null,null,null,null,null,null,null,null,null,null,null,null,null,null,null,null,null,null,null,null,null,null,null,null,null,null,null,null,null,null,null,null,null,null,null,null,null,null,null,null,null,null,null,null,null,null,null,null,null,null,null,null,null,null,null,null,null,null,null,null,null,null,null,null,"Total","SOx","Total",2029,2291.7921628312929]
[null,null,null,null,null,null,null,null,null,null,null,null,null,null,null,null,null,null,null,null,null,null,null,null,null,null,null,null,null,null,null,null,null,null,null,null,null,null,null,null,null,null,null,null,null,null,null,null,null,null,null,null,null,null,null,null,null,null,null,null,null,null,null,null,null,null,null,"Total","SOx","Total",2031,2327.4729595295739]
[null,null,null,null,null,null,null,null,null,null,null,null,null,null,null,null,null,null,null,null,null,null,null,null,null,null,null,null,null,null,null,null,null,null,null,null,null,null,null,null,null,null,null,null,null,null,null,null,null,null,null,null,null,null,null,null,null,null,null,null,null,null,null,null,null,null,null,"Total","SOx","Total",2035,2666.5605442054034]
[null,null,null,null,null,null,null,null,null,null,null,null,null,null,null,null,null,null,null,null,null,null,null,null,null,null,null,null,null,null,null,null,null,null,null,null,null,null,null,null,null,null,null,null,null,null,null,null,null,null,null,null,null,null,null,null,null,null,null,null,null,null,null,null,null,null,null,"Total","SOx","Total",2038,2823.9154325522586]
[null,null,null,null,null,null,null,null,null,null,null,null,null,null,null,null,null,null,null,null,null,null,null,null,null,null,null,null,null,null,null,null,null,null,null,null,null,null,null,null,null,null,null,null,null,null,null,null,null,null,null,null,null,null,null,null,null,null,null,null,null,null,null,null,null,null,null,"Total","CH4","Total",2013,0]
[null,null,null,null,null,null,null,null,null,null,null,null,null,null,null,null,null,null,null,null,null,null,null,null,null,null,null,null,null,null,null,null,null,null,null,null,null,null,null,null,null,null,null,null,null,null,null,null,null,null,null,null,null,null,null,null,null,null,null,null,null,null,null,null,null,null,null,"Total","CH4","Total",2014,0]
[null,null,null,null,null,null,null,null,null,null,null,null,null,null,null,null,null,null,null,null,null,null,null,null,null,null,null,null,null,null,null,null,null,null,null,null,null,null,null,null,null,null,null,null,null,null,null,null,null,null,null,null,null,null,null,null,null,null,null,null,null,null,null,null,null,null,null,"Total","CH4","Total",2017,0]
[null,null,null,null,null,null,null,null,null,null,null,null,null,null,null,null,null,null,null,null,null,null,null,null,null,null,null,null,null,null,null,null,null,null,null,null,null,null,null,null,null,null,null,null,null,null,null,null,null,null,null,null,null,null,null,null,null,null,null,null,null,null,null,null,null,null,null,"Total","CH4","Total",2020,7.9223790057532373]
[null,null,null,null,null,null,null,null,null,null,null,null,null,null,null,null,null,null,null,null,null,null,null,null,null,null,null,null,null,null,null,null,null,null,null,null,null,null,null,null,null,null,null,null,null,null,null,null,null,null,null,null,null,null,null,null,null,null,null,null,null,null,null,null,null,null,null,"Total","CH4","Total",2024,7.8667572436461439]
[null,null,null,null,null,null,null,null,null,null,null,null,null,null,null,null,null,null,null,null,null,null,null,null,null,null,null,null,null,null,null,null,null,null,null,null,null,null,null,null,null,null,null,null,null,null,null,null,null,null,null,null,null,null,null,null,null,null,null,null,null,null,null,null,null,null,null,"Total","CH4","Total",2026,7.7560115693613474]
[null,null,null,null,null,null,null,null,null,null,null,null,null,null,null,null,null,null,null,null,null,null,null,null,null,null,null,null,null,null,null,null,null,null,null,null,null,null,null,null,null,null,null,null,null,null,null,null,null,null,null,null,null,null,null,null,null,null,null,null,null,null,null,null,null,null,null,"Total","CH4","Total",2030,7.6407229600196711]
[null,null,null,null,null,null,null,null,null,null,null,null,null,null,null,null,null,null,null,null,null,null,null,null,null,null,null,null,null,null,null,null,null,null,null,null,null,null,null,null,null,null,null,null,null,null,null,null,null,null,null,null,null,null,null,null,null,null,null,null,null,null,null,null,null,null,null,"Total","CH4","Total",2033,8.3140773897403069]
[null,null,null,null,null,null,null,null,null,null,null,null,null,null,null,null,null,null,null,null,null,null,null,null,null,null,null,null,null,null,null,null,null,null,null,null,null,null,null,null,null,null,null,null,null,null,null,null,null,null,null,null,null,null,null,null,null,null,null,null,null,null,null,null,null,null,null,"Total","CH4","Total",2036,9.2278553740033828]
[null,null,null,null,null,null,null,null,null,null,null,null,null,null,null,null,null,null,null,null,null,null,null,null,null,null,null,null,null,null,null,null,null,null,null,null,null,null,null,null,null,null,null,null,null,null,null,null,null,null,null,null,null,null,null,null,null,null,null,null,null,null,null,null,null,null,null,"Total","CH4","Total",2037,9.3495509409671804]
[null,null,null,null,null,null,null,null,null,null,null,null,null,null,null,null,null,null,null,null,null,null,null,null,null,null,null,null,null,null,null,null,null,null,null,null,null,null,null,null,null,null,null,null,null,null,null,null,null,null,null,null,null,null,null,null,null,null,null,null,null,null,null,null,null,null,null,"Total","CH4","Total",2040,9.3266099005550949]
[null,null,null,null,null,null,null,null,null,null,null,null,null,null,null,null,null,null,null,null,null,null,null,null,null,null,null,null,null,null,null,null,null,null,null,null,null,null,null,null,null,null,null,null,null,null,null,null,null,null,null,null,null,null,null,null,null,null,null,null,null,null,null,null,null,null,null,"Total","N2O","Total",2016,0]
[null,null,null,null,null,null,null,null,null,null,null,null,null,null,null,null,null,null,null,null,null,null,null,null,null,null,null,null,null,null,null,null,null,null,null,null,null,null,null,null,null,null,null,null,null,null,null,null,null,null,null,null,null,null,null,null,null,null,null,null,null,null,null,null,null,null,null,"Total","N2O","Total",2019,0.81628241992579986]
[null,null,null,null,null,null,null,null,null,null,null,null,null,null,null,null,null,null,null,null,null,null,null,null,null,null,null,null,null,null,null,null,null,null,null,null,null,null,null,null,null,null,null,null,null,null,null,null,null,null,null,null,null,null,null,null,null,null,null,null,null,null,null,null,null,null,null,"Total","N2O","Total",2021,0.80417832533524747]
[null,null,null,null,null,null,null,null,null,null,null,null,null,null,null,null,null,null,null,null,null,null,null,null,null,null,null,null,null,null,null,null,null,null,null,null,null,null,null,null,null,null,null,null,null,null,null,null,null,null,null,null,null,null,null,null,null,null,null,null,null,null,null,null,null,null,null,"Total","N2O","Total",2025,{"$f":"BT1390+BT970","v":0.79960172448584566}]
[null,null,null,null,null,null,null,null,null,null,null,null,null,null,null,null,null,null,null,null,null,null,null,null,null,null,null,null,null,null,null,null,null,null,null,null,null,null,null,null,null,null,null,null,null,null,null,null,null,null,null,null,null,null,null,null,null,null,null,null,null,null,null,null,null,null,null,"Total","N2O","Total",2028,0.77501704007255012]
[null,null,null,null,null,null,null,null,null,null,null,null,null,null,null,null,null,null,null,null,null,null,null,null,null,null,null,null,null,null,null,null,null,null,null,null,null,null,null,null,null,null,null,null,null,null,null,null,null,null,null,null,null,null,null,null,null,null,null,null,null,null,null,null,null,null,null,"Total","N2O","Total",2031,0.7874598982682518]
[null,null,null,null,null,null,null,null,null,null,null,null,null,null,null,null,null,null,null,null,null,null,null,null,null,null,null,null,null,null,null,null,null,null,null,null,null,null,null,null,null,null,null,null,null,null,null,null,null,null,null,null,null,null,null,null,null,null,null,null,null,null,null,null,null,null,null,"Total","N2O","Total",2032,0.81759374668223828]
[null,null,null,null,null,null,null,null,null,null,null,null,null,null,null,null,null,null,null,null,null,null,null,null,null,null,null,null,null,null,null,null,null,null,null,null,null,null,null,null,null,null,null,null,null,null,null,null,null,null,null,null,null,null,null,null,null,null,null,null,null,null,null,null,null,null,null,"Total","N2O","Total",2035,0.90218427082844888]
[null,null,null,null,null,null,null,null,null,null,null,null,null,null,null,null,null,null,null,null,null,null,null,null,null,null,null,null,null,null,null,null,null,null,null,null,null,null,null,null,null,null,null,null,null,null,null,null,null,null,null,null,null,null,null,null,null,null,null,null,null,null,null,null,null,null,null,"Total","N2O","Total",2039,0.95380761979690787]
[null,null,null,null,null,null,null,null,null,null,null,null,null,null,null,null,null,null,null,null,null,null,null,null,null,null,null,null,null,null,null,null,null,null,null,null,null,null,null,null,null,null,null,null,null,null,null,null,null,null,null,null,null,null,null,null,null,null,null,null,null,null,null,null,null,null,null,"Total","CO2","Total",2014,0]
[null,null,null,null,null,null,null,null,null,null,null,null,null,null,null,null,null,null,null,null,null,null,null,null,null,null,null,null,null,null,null,null,null,null,null,null,null,null,null,null,null,null,null,null,null,null,null,null,null,null,null,null,null,null,null,null,null,null,null,null,null,null,null,null,null,null,null,"Total","CO2","Total",2016,0]
[null,null,null,null,null,null,null,null,null,null,null,null,null,null,null,null,null,null,null,null,null,null,null,null,null,null,null,null,null,null,null,null,null,null,null,null,null,null,null,null,null,null,null,null,null,null,null,null,null,null,null,null,null,null,null,null,null,null,null,null,null,null,null,null,null,null,null,"Total","CO2","Total",2020,3195267.499957948]
[null,null,null,null,null,null,null,null,null,null,null,null,null,null,null,null,null,null,null,null,null,null,null,null,null,null,null,null,null,null,null,null,null,null,null,null,null,null,null,null,null,null,null,null,null,null,null,null,null,null,null,null,null,null,null,null,null,null,null,null,null,null,null,null,null,null,null,"Total","CO2","Total",2023,3165712.8444181783]
[null,null,null,null,null,null,null,null,null,null,null,null,null,null,null,null,null,null,null,null,null,null,null,null,null,null,null,null,null,null,null,null,null,null,null,null,null,null,null,null,null,null,null,null,null,null,null,null,null,null,null,null,null,null,null,null,null,null,null,null,null,null,null,null,null,null,null,"Total","CO2","Total",2026,3128167.8999301922]
[null,null,null,null,null,null,null,null,null,null,null,null,null,null,null,null,null,null,null,null,null,null,null,null,null,null,null,null,null,null,null,null,null,null,null,null,null,null,null,null,null,null,null,null,null,null,null,null,null,null,null,null,null,null,null,null,null,null,null,null,null,null,null,null,null,null,null,"Total","CO2","Total",2027,3089196.7458062526]
[null,null,null,null,null,null,null,null,null,null,null,null,null,null,null,null,null,null,null,null,null,null,null,null,null,null,null,null,null,null,null,null,null,null,null,null,null,null,null,null,null,null,null,null,null,null,null,null,null,null,null,null,null,null,null,null,null,null,null,null,null,null,null,null,null,null,null,"Total","CO2","Total",2030,3081669.5001089657]
[null,null,null,null,null,null,null,null,null,null,null,null,null,null,null,null,null,null,null,null,null,null,null,null,null,null,null,null,null,null,null,null,null,null,null,null,null,null,null,null,null,null,null,null,null,null,null,null,null,null,null,null,null,null,null,null,null,null,null,null,null,null,null,null,null,null,null,"Total","CO2","Total",2033,3353247.9645672562]
[null,null,null,null,null,null,null,null,null,null,null,null,null,null,null,null,null,null,null,null,null,null,null,null,null,null,null,null,null,null,null,null,null,null,null,null,null,null,null,null,null,null,null,null,null,null,null,null,null,null,null,null,null,null,null,null,null,null,null,null,null,null,null,null,null,null,null,"Total","CO2","Total",2036,3721794.4697486614]
[null,null,null,null,null,null,null,null,null,null,null,null,null,null,null,null,null,null,null,null,null,null,null,null,null,null,null,null,null,null,null,null,null,null,null,null,null,null,null,null,null,null,null,null,null,null,null,null,null,null,null,null,null,null,null,null,null,null,null,null,null,null,null,null,null,null,null,"Total","CO2","Total",2039,3785716.3319087904]
[null,null,null,null,null,null,null,null,null,null,null,null,null,null,null,null,null,null,null,null,null,null,null,null,null,null,null,null,null,null,null,null,null,null,null,null,null,null,null,null,null,null,null,null,null,null,null,null,null,null,null,null,null,null,null,null,null,null,null,null,null,null,null,null,null,null,null,"Total","CO2e","Total",2015,0]
[null,null,null,null,null,null,null,null,null,null,null,null,null,null,null,null,null,null,null,null,null,null,null,null,null,null,null,null,null,null,null,null,null,null,null,null,null,null,null,null,null,null,null,null,null,null,null,null,null,null,null,null,null,null,null,null,null,null,null,null,null,null,null,null,null,null,null,"Total","CO2e","Total",2018,0]
[null,null,null,null,null,null,null,null,null,null,null,null,null,null,null,null,null,null,null,null,null,null,null,null,null,null,null,null,null,null,null,null,null,null,null,null,null,null,null,null,null,null,null,null,null,null,null,null,null,null,null,null,null,null,null,null,null,null,null,null,null,null,null,null,null,null,null,"Total","CO2e","Total",2019,3240292.7835284183]
[null,null,null,null,null,null,null,null,null,null,null,null,null,null,null,null,null,null,null,null,null,null,null,null,null,null,null,null,null,null,null,null,null,null,null,null,null,null,null,null,null,null,null,null,null,null,null,null,null,null,null,null,null,null,null,null,null,null,null,null,null,null,null,null,null,null,null,"Total","CO2e","Total",2022,3178194.0089416816]
[null,null,null,null,null,null,null,null,null,null,null,null,null,null,null,null,null,null,null,null,null,null,null,null,null,null,null,null,null,null,null,null,null,null,null,null,null,null,null,null,null,null,null,null,null,null,null,null,null,null,null,null,null,null,null,null,null,null,null,null,null,null,null,null,null,null,null,"Total","CO2e","Total",2025,3174077.5426523108]
[null,null,null,null,null,null,null,null,null,null,null,null,null,null,null,null,null,null,null,null,null,null,null,null,null,null,null,null,null,null,null,null,null,null,null,null,null,null,null,null,null,null,null,null,null,null,null,null,null,null,null,null,null,null,null,null,null,null,null,null,null,null,null,null,null,null,null,"Total","CO2e","Total",2028,3076486.8393060765]
[null,null,null,null,null,null,null,null,null,null,null,null,null,null,null,null,null,null,null,null,null,null,null,null,null,null,null,null,null,null,null,null,null,null,null,null,null,null,null,null,null,null,null,null,null,null,null,null,null,null,null,null,null,null,null,null,null,null,null,null,null,null,null,null,null,null,null,"Total","CO2e","Total",2031,3125879.6752091995]
[null,null,null,null,null,null,null,null,null,null,null,null,null,null,null,null,null,null,null,null,null,null,null,null,null,null,null,null,null,null,null,null,null,null,null,null,null,null,null,null,null,null,null,null,null,null,null,null,null,null,null,null,null,null,null,null,null,null,null,null,null,null,null,null,null,null,null,"Total","CO2e","Total",2034,3455086.4313238282]
[null,null,null,null,null,null,null,null,null,null,null,null,null,null,null,null,null,null,null,null,null,null,null,null,null,null,null,null,null,null,null,null,null,null,null,null,null,null,null,null,null,null,null,null,null,null,null,null,null,null,null,null,null,null,null,null,null,null,null,null,null,null,null,null,null,null,null,"Total","CO2e","Total",2038,3792619.7247459521]
[]
[]
[null,null,null,null,null,null,null,null,null,null,null,null,null,null,null,null,null,null,null,null,null,null,null,null,null,null,null,null,null,null,null,null,null,null,null,null,null,null,null,null,null,null,null,null,null,null,null,null,null,null,null,null,null,null,null,null,null,null,null,null,null,null,null,null,null,null,null,"Electricity","MWh","Total",2014,0]
[null,null,null,null,null,null,null,null,null,null,null,null,null,null,null,null,null,null,null,null,null,null,null,null,null,null,null,null,null,null,null,null,null,null,null,null,null,null,null,null,null,null,null,null,null,null,null,null,null,null,null,null,null,null,null,null,null,null,null,null,null,null,null,null,null,null,null,"Electricity","MWh","Total",2017,0]
[null,null,null,null,null,null,null,null,null,null,null,null,null,null,null,null,null,null,null,null,null,null,null,null,null,null,null,null,null,null,null,null,null,null,null,null,null,null,null,null,null,null,null,null,null,null,null,null,null,null,null,null,null,null,null,null,null,null,null,null,null,null,null,null,null,null,null,"Electricity","MWh","Total",2020,4091870.2722724443]
[null,null,null,null,null,null,null,null,null,null,null,null,null,null,null,null,null,null,null,null,null,null,null,null,null,null,null,null,null,null,null,null,null,null,null,null,null,null,null,null,null,null,null,null,null,null,null,null,null,null,null,null,null,null,null,null,null,null,null,null,null,null,null,null,null,null,null,"Electricity","MWh","Total",2023,4054022.4813090814]
[null,null,null,null,null,null,null,null,null,null,null,null,null,null,null,null,null,null,null,null,null,null,null,null,null,null,null,null,null,null,null,null,null,null,null,null,null,null,null,null,null,null,null,null,null,null,null,null,null,null,null,null,null,null,null,null,null,null,null,null,null,null,null,null,null,null,null,"Electricity","MWh","Total",2026,4005942.2995319595]
[null,null,null,null,null,null,null,null,null,null,null,null,null,null,null,null,null,null,null,null,null,null,null,null,null,null,null,null,null,null,null,null,null,null,null,null,null,null,null,null,null,null,null,null,null,null,null,null,null,null,null,null,null,null,null,null,null,null,null,null,null,null,null,null,null,null,null,"Electricity","MWh","Total",2030,3946396.2928394936]
[null,null,null,null,null,null,null,null,null,null,null,null,null,null,null,null,null,null,null,null,null,null,null,null,null,null,null,null,null,null,null,null,null,null,null,null,null,null,null,null,null,null,null,null,null,null,null,null,null,null,null,null,null,null,null,null,null,null,null,null,null,null,null,null,null,null,null,"Electricity","MWh","Total",2033,4294180.5848654043]
[null,null,null,null,null,null,null,null,null,null,null,null,null,null,null,null,null,null,null,null,null,null,null,null,null,null,null,null,null,null,null,null,null,null,null,null,null,null,null,null,null,null,null,null,null,null,null,null,null,null,null,null,null,null,null,null,null,null,null,null,null,null,null,null,null,null,null,"Electricity","MWh","Total",2034,4424019.3841437409]
[null,null,null,null,null,null,null,null,null,null,null,null,null,null,null,null,null,null,null,null,null,null,null,null,null,null,null,null,null,null,null,null,null,null,null,null,null,null,null,null,null,null,null,null,null,null,null,null,null,null,null,null,null,null,null,null,null,null,null,null,null,null,null,null,null,null,null,"Electricity","MWh","Total",2037,4828997.644098836]
[null,null,null,null,null,null,null,null,null,null,null,null,null,null,null,null,null,null,null,null,null,null,null,null,null,null,null,null,null,null,null,null,null,null,null,null,null,null,null,null,null,null,null,null,null,null,null,null,null,null,null,null,null,null,null,null,null,null,null,null,null,null,null,null,null,null,null,"Electricity","NOx","Total",2013,0]
[null,null,null,null,null,null,null,null,null,null,null,null,null,null,null,null,null,null,null,null,null,null,null,null,null,null,null,null,null,null,null,null,null,null,null,null,null,null,null,null,null,null,null,null,null,null,null,null,null,null,null,null,null,null,null,null,null,null,null,null,null,null,null,null,null,null,null,"Electricity","NOx","Total",2015,0]
[null,null,null,null,null,null,null,null,null,null,null,null,null,null,null,null,null,null,null,null,null,null,null,null,null,null,null,null,null,null,null,null,null,null,null,null,null,null,null,null,null,null,null,null,null,null,null,null,null,null,null,null,null,null,null,null,null,null,null,null,null,null,null,null,null,null,null,"Electricity","NOx","Total",2018,0]
[null,null,null,null,null,null,null,null,null,null,null,null,null,null,null,null,null,null,null,null,null,null,null,null,null,null,null,null,null,null,null,null,null,null,null,null,null,null,null,null,null,null,null,null,null,null,null,null,null,null,null,null,null,null,null,null,null,null,null,null,null,null,null,null,null,null,null,"Electricity","NOx","Total",2022,2019.3987768528759]
[null,null,null,null,null,null,null,null,null,null,null,null,null,null,null,null,null,null,null,null,null,null,null,null,null,null,null,null,null,null,null,null,null,null,null,null,null,null,null,null,null,null,null,null,null,null,null,null,null,null,null,null,null,null,null,null,null,null,null,null,null,null,null,null,null,null,null,"Electricity","NOx","Total",2025,2016.7832074551852]
[null,null,null,null,null,null,null,null,null,null,null,null,null,null,null,null,null,null,null,null,null,null,null,null,null,null,null,null,null,null,null,null,null,null,null,null,null,null,null,null,null,null,null,null,null,null,null,null,null,null,null,null,null,null,null,null,null,null,null,null,null,null,null,null,null,null,null,"Electricity","NOx","Total",2028,1954.7748635922437]
[null,null,null,null,null,null,null,null,null,null,null,null,null,null,null,null,null,null,null,null,null,null,null,null,null,null,null,null,null,null,null,null,null,null,null,null,null,null,null,null,null,null,null,null,null,null,null,null,null,null,null,null,null,null,null,null,null,null,null,null,null,null,null,null,null,null,null,"Electricity","NOx","Total",2029,1955.710316799871]
[null,null,null,null,null,null,null,null,null,null,null,null,null,null,null,null,null,null,null,null,null,null,null,null,null,null,null,null,null,null,null,null,null,null,null,null,null,null,null,null,null,null,null,null,null,null,null,null,null,null,null,null,null,null,null,null,null,null,null,null,null,null,null,null,null,null,null,"Electricity","NOx","Total",2032,2062.1633099770729]
[null,null,null,null,null,null,null,null,null,null,null,null,null,null,null,null,null,null,null,null,null,null,null,null,null,null,null,null,null,null,null,null,null,null,null,null,null,null,null,null,null,null,null,null,null,null,null,null,null,null,null,null,null,null,null,null,null,null,null,null,null,null,null,null,null,null,null,"Electricity","NOx","Total",2036,2365.1059445888982]
[null,null,null,null,null,null,null,null,null,null,null,null,null,null,null,null,null,null,null,null,null,null,null,null,null,null,null,null,null,null,null,null,null,null,null,null,null,null,null,null,null,null,null,null,null,null,null,null,null,null,null,null,null,null,null,null,null,null,null,null,null,null,null,null,null,null,null,"Electricity","NOx","Total",2038,2409.7999089018494]
[null,null,null,null,null,null,null,null,null,null,null,null,null,null,null,null,null,null,null,null,null,null,null,null,null,null,null,null,null,null,null,null,null,null,null,null,null,null,null,null,null,null,null,null,null,null,null,null,null,null,null,null,null,null,null,null,null,null,null,null,null,null,null,null,null,null,null,"Electricity","SOx","Total",2013,0]
[null,null,null,null,null,null,null,null,null,null,null,null,null,null,null,null,null,null,null,null,null,null,null,null,null,null,null,null,null,null,null,null,null,null,null,null,null,null,null,null,null,null,null,null,null,null,null,null,null,null,null,null,null,null,null,null,null,null,null,null,null,null,null,null,null,null,null,"Electricity","SOx","Total",2017,0]
[null,null,null,null,null,null,null,null,null,null,null,null,null,null,null,null,null,null,null,null,null,null,null,null,null,null,null,null,null,null,null,null,null,null,null,null,null,null,null,null,null,null,null,null,null,null,null,null,null,null,null,null,null,null,null,null,null,null,null,null,null,null,null,null,null,null,null,"Electricity","SOx","Total",2020,2379.4475642302409]
[null,null,null,null,null,null,null,null,null,null,null,null,null,null,null,null,null,null,null,null,null,null,null,null,null,null,null,null,null,null,null,null,null,null,null,null,null,null,null,null,null,null,null,null,null,null,null,null,null,null,null,null,null,null,null,null,null,null,null,null,null,null,null,null,null,null,null,"Electricity","SOx","Total",2023,2357.4388425389602]
[null,null,null,null,null,null,null,null,null,null,null,null,null,null,null,null,null,null,null,null,null,null,null,null,null,null,null,null,null,null,null,null,null,null,null,null,null,null,null,null,null,null,null,null,null,null,null,null,null,null,null,null,null,null,null,null,null,null,null,null,null,null,null,null,null,null,null,"Electricity","SOx","Total",2024,2362.74184158458]
[null,null,null,null,null,null,null,null,null,null,null,null,null,null,null,null,null,null,null,null,null,null,null,null,null,null,null,null,null,null,null,null,null,null,null,null,null,null,null,null,null,null,null,null,null,null,null,null,null,null,null,null,null,null,null,null,null,null,null,null,null,null,null,null,null,null,null,"Electricity","SOx","Total",2027,2300.45893570207]
[null,null,null,null,null,null,null,null,null,null,null,null,null,null,null,null,null,null,null,null,null,null,null,null,null,null,null,null,null,null,null,null,null,null,null,null,null,null,null,null,null,null,null,null,null,null,null,null,null,null,null,null,null,null,null,null,null,null,null,null,null,null,null,null,null,null,null,"Electricity","SOx","Total",2030,2294.853556359024]
[null,null,null,null,null,null,null,null,null,null,null,null,null,null,null,null,null,null,null,null,null,null,null,null,null,null,null,null,null,null,null,null,null,null,null,null,null,null,null,null,null,null,null,null,null,null,null,null,null,null,null,null,null,null,null,null,null,null,null,null,null,null,null,null,null,null,null,"Electricity","SOx","Total",2033,2497.0922470981159]
[null,null,null,null,null,null,null,null,null,null,null,null,null,null,null,null,null,null,null,null,null,null,null,null,null,null,null,null,null,null,null,null,null,null,null,null,null,null,null,null,null,null,null,null,null,null,null,null,null,null,null,null,null,null,null,null,null,null,null,null,null,null,null,null,null,null,null,"Electricity","SOx","Total",2036,2771.5409698016156]
[null,null,null,null,null,null,null,null,null,null,null,null,null,null,null,null,null,null,null,null,null,null,null,null,null,null,null,null,null,null,null,null,null,null,null,null,null,null,null,null,null,null,null,null,null,null,null,null,null,null,null,null,null,null,null,null,null,null,null,null,null,null,null,null,null,null,null,"Electricity","SOx","Total",2040,2801.2014060783381]
[null,null,null,null,null,null,null,null,null,null,null,null,null,null,null,null,null,null,null,null,null,null,null,null,null,null,null,null,null,null,null,null,null,null,null,null,null,null,null,null,null,null,null,null,null,null,null,null,null,null,null,null,null,null,null,null,null,null,null,null,null,null,null,null,null,null,null,"Electricity","CH4","Total",2015,0]
[null,null,null,null,null,null,null,null,null,null,null,null,null,null,null,null,null,null,null,null,null,null,null,null,null,null,null,null,null,null,null,null,null,null,null,null,null,null,null,null,null,null,null,null,null,null,null,null,null,null,null,null,null,null,null,null,null,null,null,null,null,null,null,null,null,null,null,"Electricity","CH4","Total",2018,0]
[null,null,null,null,null,null,null,null,null,null,null,null,null,null,null,null,null,null,null,null,null,null,null,null,null,null,null,null,null,null,null,null,null,null,null,null,null,null,null,null,null,null,null,null,null,null,null,null,null,null,null,null,null,null,null,null,null,null,null,null,null,null,null,null,null,null,null,"Electricity","CH4","Total",2019,0.20889670732340931]
[null,null,null,null,null,null,null,null,null,null,null,null,null,null,null,null,null,null,null,null,null,null,null,null,null,null,null,null,null,null,null,null,null,null,null,null,null,null,null,null,null,null,null,null,null,null,null,null,null,null,null,null,null,null,null,null,null,null,null,null,null,null,null,null,null,null,null,"Electricity","CH4","Total",2022,0.20489329454357333]
[null,null,null,null,null,null,null,null,null,null,null,null,null,null,null,null,null,null,null,null,null,null,null,null,null,null,null,null,null,null,null,null,null,null,null,null,null,null,null,null,null,null,null,null,null,null,null,null,null,null,null,null,null,null,null,null,null,null,null,null,null,null,null,null,null,null,null,"Electricity","CH4","Total",2025,{"$f":"BT102+BT522","v":0.20462791227378935}]
[null,null,null,null,null,null,null,null,null,null,null,null,null,null,null,null,null,null,null,null,null,null,null,null,null,null,null,null,null,null,null,null,null,null,null,null,null,null,null,null,null,null,null,null,null,null,null,null,null,null,null,null,null,null,null,null,null,null,null,null,null,null,null,null,null,null,null,"Electricity","CH4","Total",2028,0.19833638926758596]
[null,null,null,null,null,null,null,null,null,null,null,null,null,null,null,null,null,null,null,null,null,null,null,null,null,null,null,null,null,null,null,null,null,null,null,null,null,null,null,null,null,null,null,null,null,null,null,null,null,null,null,null,null,null,null,null,null,null,null,null,null,null,null,null,null,null,null,"Electricity","CH4","Total",2031,0.20152066966285703]
[null,null,null,null,null,null,null,null,null,null,null,null,null,null,null,null,null,null,null,null,null,null,null,null,null,null,null,null,null,null,null,null,null,null,null,null,null,null,null,null,null,null,null,null,null,null,null,null,null,null,null,null,null,null,null,null,null,null,null,null,null,null,null,null,null,null,null,"Electricity","CH4","Total",2035,0.23088004711918858]
[null,null,null,null,null,null,null,null,null,null,null,null,null,null,null,null,null,null,null,null,null,null,null,null,null,null,null,null,null,null,null,null,null,null,null,null,null,null,null,null,null,null,null,null,null,null,null,null,null,null,null,null,null,null,null,null,null,null,null,null,null,null,null,null,null,null,null,"Electricity","CH4","Total",2038,0.24450437832550756]
[null,null,null,null,null,null,null,null,null,null,null,null,null,null,null,null,null,null,null,null,null,null,null,null,null,null,null,null,null,null,null,null,null,null,null,null,null,null,null,null,null,null,null,null,null,null,null,null,null,null,null,null,null,null,null,null,null,null,null,null,null,null,null,null,null,null,null,"Electricity","N2O","Total",2013,0]
[null,null,null,null,null,null,null,null,null,null,null,null,null,null,null,null,null,null,null,null,null,null,null,null,null,null,null,null,null,null,null,null,null,null,null,null,null,null,null,null,null,null,null,null,null,null,null,null,null,null,null,null,null,null,null,null,null,null,null,null,null,null,null,null,null,null,null,"Electricity","N2O","Total",2015,0]
[null,null,null,null,null,null,null,null,null,null,null,null,null,null,null,null,null,null,null,null,null,null,null,null,null,null,null,null,null,null,null,null,null,null,null,null,null,null,null,null,null,null,null,null,null,null,null,null,null,null,null,null,null,null,null,null,null,null,null,null,null,null,null,null,null,null,null,"Electricity","N2O","Total",2016,0]
[null,null,null,null,null,null,null,null,null,null,null,null,null,null,null,null,null,null,null,null,null,null,null,null,null,null,null,null,null,null,null,null,null,null,null,null,null,null,null,null,null,null,null,null,null,null,null,null,null,null,null,null,null,null,null,null,null,null,null,null,null,null,null,null,null,null,null,"Electricity","N2O","Total",2020,3.3408780152998703E-2]
[null,null,null,null,null,null,null,null,null,null,null,null,null,null,null,null,null,null,null,null,null,null,null,null,null,null,null,null,null,null,null,null,null,null,null,null,null,null,null,null,null,null,null,null,null,null,null,null,null,null,null,null,null,null,null,null,null,null,null,null,null,null,null,null,null,null,null,"Electricity","N2O","Total",2023,3.3099765339860594E-2]
[null,null,null,null,null,null,null,null,null,null,null,null,null,null,null,null,null,null,null,null,null,null,null,null,null,null,null,null,null,null,null,null,null,null,null,null,null,null,null,null,null,null,null,null,null,null,null,null,null,null,null,null,null,null,null,null,null,null,null,null,null,null,null,null,null,null,null,"Electricity","N2O","Total",2026,3.2707206408167974E-2]
[null,null,null,null,null,null,null,null,null,null,null,null,null,null,null,null,null,null,null,null,null,null,null,null,null,null,null,null,null,null,null,null,null,null,null,null,null,null,null,null,null,null,null,null,null,null,null,null,null,null,null,null,null,null,null,null,null,null,null,null,null,null,null,null,null,null,null,"Electricity","N2O","Total",2030,3.2221032772591598E-2]
[null,null,null,null,null,null,null,null,null,null,null,null,null,null,null,null,null,null,null,null,null,null,null,null,null,null,null,null,null,null,null,null,null,null,null,null,null,null,null,null,null,null,null,null,null,null,null,null,null,null,null,null,null,null,null,null,null,null,null,null,null,null,null,null,null,null,null,"Electricity","N2O","Total",2033,3.5060577572360439E-2]
[null,null,null,null,null,null,null,null,null,null,null,null,null,null,null,null,null,null,null,null,null,null,null,null,null,null,null,null,null,null,null,null,null,null,null,null,null,null,null,null,null,null,null,null,null,null,null,null,null,null,null,null,null,null,null,null,null,null,null,null,null,null,null,null,null,null,null,"Electricity","N2O","Total",2034,3.6120668829361671E-2]
[null,null,null,null,null,null,null,null,null,null,null,null,null,null,null,null,null,null,null,null,null,null,null,null,null,null,null,null,null,null,null,null,null,null,null,null,null,null,null,null,null,null,null,null,null,null,null,null,null,null,null,null,null,null,null,null,null,null,null,null,null,null,null,null,null,null,null,"Electricity","N2O","Total",2038,3.9649358647379604E-2]
[null,null,null,null,null,null,null,null,null,null,null,null,null,null,null,null,null,null,null,null,null,null,null,null,null,null,null,null,null,null,null,null,null,null,null,null,null,null,null,null,null,null,null,null,null,null,null,null,null,null,null,null,null,null,null,null,null,null,null,null,null,null,null,null,null,null,null,"Electricity","N2O","Total",2039,3.9582340025059552E-2]
[null,null,null,null,null,null,null,null,null,null,null,null,null,null,null,null,null,null,null,null,null,null,null,null,null,null,null,null,null,null,null,null,null,null,null,null,null,null,null,null,null,null,null,null,null,null,null,null,null,null,null,null,null,null,null,null,null,null,null,null,null,null,null,null,null,null,null,"Electricity","CO2","Total",2015,0]
[null,null,null,null,null,null,null,null,null,null,null,null,null,null,null,null,null,null,null,null,null,null,null,null,null,null,null,null,null,null,null,null,null,null,null,null,null,null,null,null,null,null,null,null,null,null,null,null,null,null,null,null,null,null,null,null,null,null,null,null,null,null,null,null,null,null,null,"Electricity","CO2","Total",2018,0]
[null,null,null,null,null,null,null,null,null,null,null,null,null,null,null,null,null,null,null,null,null,null,null,null,null,null,null,null,null,null,null,null,null,null,null,null,null,null,null,null,null,null,null,null,null,null,null,null,null,null,null,null,null,null,null,null,null,null,null,null,null,null,null,null,null,null,null,"Electricity","CO2","Total",2021,2782839.8127016239]
[null,null,null,null,null,null,null,null,null,null,null,null,null,null,null,null,null,null,null,null,null,null,null,null,null,null,null,null,null,null,null,null,null,null,null,null,null,null,null,null,null,null,null,null,null,null,null,null,null,null,null,null,null,null,null,null,null,null,null,null,null,null,null,null,null,null,null,"Electricity","CO2","Total",2025,2767002.5951973465]
[null,null,null,null,null,null,null,null,null,null,null,null,null,null,null,null,null,null,null,null,null,null,null,null,null,null,null,null,null,null,null,null,null,null,null,null,null,null,null,null,null,null,null,null,null,null,null,null,null,null,null,null,null,null,null,null,null,null,null,null,null,null,null,null,null,null,null,"Electricity","CO2","Total",2028,2681927.8842624277]
[null,null,null,null,null,null,null,null,null,null,null,null,null,null,null,null,null,null,null,null,null,null,null,null,null,null,null,null,null,null,null,null,null,null,null,null,null,null,null,null,null,null,null,null,null,null,null,null,null,null,null,null,null,null,null,null,null,null,null,null,null,null,null,null,null,null,null,"Electricity","CO2","Total",2029,2683211.3149473034]
[null,null,null,null,null,null,null,null,null,null,null,null,null,null,null,null,null,null,null,null,null,null,null,null,null,null,null,null,null,null,null,null,null,null,null,null,null,null,null,null,null,null,null,null,null,null,null,null,null,null,null,null,null,null,null,null,null,null,null,null,null,null,null,null,null,null,null,"Electricity","CO2","Total",2033,{"$f":"BT166+BT586","v":2923574.9561179038}]
[null,null,null,null,null,null,null,null,null,null,null,null,null,null,null,null,null,null,null,null,null,null,null,null,null,null,null,null,null,null,null,null,null,null,null,null,null,null,null,null,null,null,null,null,null,null,null,null,null,null,null,null,null,null,null,null,null,null,null,null,null,null,null,null,null,null,null,"Electricity","CO2","Total",2034,3011972.1379319197]
[null,null,null,null,null,null,null,null,null,null,null,null,null,null,null,null,null,null,null,null,null,null,null,null,null,null,null,null,null,null,null,null,null,null,null,null,null,null,null,null,null,null,null,null,null,null,null,null,null,null,null,null,null,null,null,null,null,null,null,null,null,null,null,null,null,null,null,"Electricity","CO2","Total",2038,3306216.8393654251]
[null,null,null,null,null,null,null,null,null,null,null,null,null,null,null,null,null,null,null,null,null,null,null,null,null,null,null,null,null,null,null,null,null,null,null,null,null,null,null,null,null,null,null,null,null,null,null,null,null,null,null,null,null,null,null,null,null,null,null,null,null,null,null,null,null,null,null,"Electricity","CO2e","Total",2013,0]
[null,null,null,null,null,null,null,null,null,null,null,null,null,null,null,null,null,null,null,null,null,null,null,null,null,null,null,null,null,null,null,null,null,null,null,null,null,null,null,null,null,null,null,null,null,null,null,null,null,null,null,null,null,null,null,null,null,null,null,null,null,null,null,null,null,null,null,"Electricity","CO2e","Total",2016,0]
[null,null,null,null,null,null,null,null,null,null,null,null,null,null,null,null,null,null,null,null,null,null,null,null,null,null,null,null,null,null,null,null,null,null,null,null,null,null,null,null,null,null,null,null,null,null,null,null,null,null,null,null,null,null,null,null,null,null,null,null,null,null,null,null,null,null,null,"Electricity","CO2e","Total",2020,2785852.2173002195]
[null,null,null,null,null,null,null,null,null,null,null,null,null,null,null,null,null,null,null,null,null,null,null,null,null,null,null,null,null,null,null,null,null,null,null,null,null,null,null,null,null,null,null,null,null,null,null,null,null,null,null,null,null,null,null,null,null,null,null,null,null,null,null,null,null,null,null,"Electricity","CO2e","Total",2023,2760084.4521074477]
[null,null,null,null,null,null,null,null,null,null,null,null,null,null,null,null,null,null,null,null,null,null,null,null,null,null,null,null,null,null,null,null,null,null,null,null,null,null,null,null,null,null,null,null,null,null,null,null,null,null,null,null,null,null,null,null,null,null,null,null,null,null,null,null,null,null,null,"Electricity","CO2e","Total",2024,2766293.1922669983]
[null,null,null,null,null,null,null,null,null,null,null,null,null,null,null,null,null,null,null,null,null,null,null,null,null,null,null,null,null,null,null,null,null,null,null,null,null,null,null,null,null,null,null,null,null,null,null,null,null,null,null,null,null,null,null,null,null,null,null,null,null,null,null,null,null,null,null,"Electricity","CO2e","Total",2026,2727350.2078378694]
[null,null,null,null,null,null,null,null,null,null,null,null,null,null,null,null,null,null,null,null,null,null,null,null,null,null,null,null,null,null,null,null,null,null,null,null,null,null,null,null,null,null,null,null,null,null,null,null,null,null,null,null,null,null,null,null,null,null,null,null,null,null,null,null,null,null,null,"Electricity","CO2e","Total",2029,2683225.4571998771]
[null,null,null,null,null,null,null,null,null,null,null,null,null,null,null,null,null,null,null,null,null,null,null,null,null,null,null,null,null,null,null,null,null,null,null,null,null,null,null,null,null,null,null,null,null,null,null,null,null,null,null,null,null,null,null,null,null,null,null,null,null,null,null,null,null,null,null,"Electricity","CO2e","Total",2033,2923590.3652417469]
[null,null,null,null,null,null,null,null,null,null,null,null,null,null,null,null,null,null,null,null,null,null,null,null,null,null,null,null,null,null,null,null,null,null,null,null,null,null,null,null,null,null,null,null,null,null,null,null,null,null,null,null,null,null,null,null,null,null,null,null,null,null,null,null,null,null,null,"Electricity","CO2e","Total",2036,3244914.3541257377]
[null,null,null,null,null,null,null,null,null,null,null,null,null,null,null,null,null,null,null,null,null,null,null,null,null,null,null,null,null,null,null,null,null,null,null,null,null,null,null,null,null,null,null,null,null,null,null,null,null,null,null,null,null,null,null,null,null,null,null,null,null,null,null,null,null,null,null,"Electricity","CO2e","Total",2040,3279640.7307056431]
[null,null,null,null,null,null,null,null,null,null,null,null,null,null,null,null,null,null,null,null,null,null,null,null,null,null,null,null,null,null,null,null,null,null,null,null,null,null,null,null,null,null,null,null,null,null,null,null,null,null,null,null,null,null,null,null,null,null,null,null,null,null,null,null,null,null,null,"Natural Gas","MMBTU","Total",2014,0]
[null,null,null,null,null,null,null,null,null,null,null,null,null,null,null,null,null,null,null,null,null,null,null,null,null,null,null,null,null,null,null,null,null,null,null,null,null,null,null,null,null,null,null,null,null,null,null,null,null,null,null,null,null,null,null,null,null,null,null,null,null,null,null,null,null,null,null,"Natural Gas","MMBTU","Total",2017,0]
[null,null,null,null,null,null,null,null,null,null,null,null,null,null,null,null,null,null,null,null,null,null,null,null,null,null,null,null,null,null,null,null,null,null,null,null,null,null,null,null,null,null,null,null,null,null,null,null,null,null,null,null,null,null,null,null,null,null,null,null,null,null,null,null,null,null,null,"Natural Gas","MMBTU","Total",2018,0]
[null,null,null,null,null,null,null,null,null,null,null,null,null,null,null,null,null,null,null,null,null,null,null,null,null,null,null,null,null,null,null,null,null,null,null,null,null,null,null,null,null,null,null,null,null,null,null,null,null,null,null,null,null,null,null,null,null,null,null,null,null,null,null,null,null,null,null,"Natural Gas","MMBTU","Total",2020,7716358.194809746]
[null,null,null,null,null,null,null,null,null,null,null,null,null,null,null,null,null,null,null,null,null,null,null,null,null,null,null,null,null,null,null,null,null,null,null,null,null,null,null,null,null,null,null,null,null,null,null,null,null,null,null,null,null,null,null,null,null,null,null,null,null,null,null,null,null,null,null,"Natural Gas","MMBTU","Total",2023,7644985.6701394068]
[null,null,null,null,null,null,null,null,null,null,null,null,null,null,null,null,null,null,null,null,null,null,null,null,null,null,null,null,null,null,null,null,null,null,null,null,null,null,null,null,null,null,null,null,null,null,null,null,null,null,null,null,null,null,null,null,null,null,null,null,null,null,null,null,null,null,null,"Natural Gas","MMBTU","Total",2027,7460204.3882696507]
[null,null,null,null,null,null,null,null,null,null,null,null,null,null,null,null,null,null,null,null,null,null,null,null,null,null,null,null,null,null,null,null,null,null,null,null,null,null,null,null,null,null,null,null,null,null,null,null,null,null,null,null,null,null,null,null,null,null,null,null,null,null,null,null,null,null,null,"Natural Gas","MMBTU","Total",2030,7442026.5912553566]
[null,null,null,null,null,null,null,null,null,null,null,null,null,null,null,null,null,null,null,null,null,null,null,null,null,null,null,null,null,null,null,null,null,null,null,null,null,null,null,null,null,null,null,null,null,null,null,null,null,null,null,null,null,null,null,null,null,null,null,null,null,null,null,null,null,null,null,"Natural Gas","MMBTU","Total",2034,8342717.6223444538]
[null,null,null,null,null,null,null,null,null,null,null,null,null,null,null,null,null,null,null,null,null,null,null,null,null,null,null,null,null,null,null,null,null,null,null,null,null,null,null,null,null,null,null,null,null,null,null,null,null,null,null,null,null,null,null,null,null,null,null,null,null,null,null,null,null,null,null,"Natural Gas","MMBTU","Total",2037,9106416.6418612245]
[null,null,null,null,null,null,null,null,null,null,null,null,null,null,null,null,null,null,null,null,null,null,null,null,null,null,null,null,null,null,null,null,null,null,null,null,null,null,null,null,null,null,null,null,null,null,null,null,null,null,null,null,null,null,null,null,null,null,null,null,null,null,null,null,null,null,null,"Natural Gas","MMBTU","Total",2039,9142252.7977184821]
[null,null,null,null,null,null,null,null,null,null,null,null,null,null,null,null,null,null,null,null,null,null,null,null,null,null,null,null,null,null,null,null,null,null,null,null,null,null,null,null,null,null,null,null,null,null,null,null,null,null,null,null,null,null,null,null,null,null,null,null,null,null,null,null,null,null,null,"Natural Gas","MMBTU","Total",2040,9084072.1813080627]
[null,null,null,null,null,null,null,null,null,null,null,null,null,null,null,null,null,null,null,null,null,null,null,null,null,null,null,null,null,null,null,null,null,null,null,null,null,null,null,null,null,null,null,null,null,null,null,null,null,null,null,null,null,null,null,null,null,null,null,null,null,null,null,null,null,null,null,"Natural Gas","NOx","Total",2015,0]
[null,null,null,null,null,null,null,null,null,null,null,null,null,null,null,null,null,null,null,null,null,null,null,null,null,null,null,null,null,null,null,null,null,null,null,null,null,null,null,null,null,null,null,null,null,null,null,null,null,null,null,null,null,null,null,null,null,null,null,null,null,null,null,null,null,null,null,"Natural Gas","NOx","Total",2019,0]
[null,null,null,null,null,null,null,null,null,null,null,null,null,null,null,null,null,null,null,null,null,null,null,null,null,null,null,null,null,null,null,null,null,null,null,null,null,null,null,null,null,null,null,null,null,null,null,null,null,null,null,null,null,null,null,null,null,null,null,null,null,null,null,null,null,null,null,"Natural Gas","NOx","Total",2022,0]
[null,null,null,null,null,null,null,null,null,null,null,null,null,null,null,null,null,null,null,null,null,null,null,null,null,null,null,null,null,null,null,null,null,null,null,null,null,null,null,null,null,null,null,null,null,null,null,null,null,null,null,null,null,null,null,null,null,null,null,null,null,null,null,null,null,null,null,"Natural Gas","NOx","Total",2025,0]
[null,null,null,null,null,null,null,null,null,null,null,null,null,null,null,null,null,null,null,null,null,null,null,null,null,null,null,null,null,null,null,null,null,null,null,null,null,null,null,null,null,null,null,null,null,null,null,null,null,null,null,null,null,null,null,null,null,null,null,null,null,null,null,null,null,null,null,"Natural Gas","NOx","Total",2029,0]
[null,null,null,null,null,null,null,null,null,null,null,null,null,null,null,null,null,null,null,null,null,null,null,null,null,null,null,null,null,null,null,null,null,null,null,null,null,null,null,null,null,null,null,null,null,null,null,null,null,null,null,null,null,null,null,null,null,null,null,null,null,null,null,null,null,null,null,"Natural Gas","NOx","Total",2032,0]
[null,null,null,null,null,null,null,null,null,null,null,null,null,null,null,null,null,null,null,null,null,null,null,null,null,null,null,null,null,null,null,null,null,null,null,null,null,null,null,null,null,null,null,null,null,null,null,null,null,null,null,null,null,null,null,null,null,null,null,null,null,null,null,null,null,null,null,"Natural Gas","NOx","Total",2034,0]
[null,null,null,null,null,null,null,null,null,null,null,null,null,null,null,null,null,null,null,null,null,null,null,null,null,null,null,null,null,null,null,null,null,null,null,null,null,null,null,null,null,null,null,null,null,null,null,null,null,null,null,null,null,null,null,null,null,null,null,null,null,null,null,null,null,null,null,"Natural Gas","NOx","Total",2035,0]
[null,null,null,null,null,null,null,null,null,null,null,null,null,null,null,null,null,null,null,null,null,null,null,null,null,null,null,null,null,null,null,null,null,null,null,null,null,null,null,null,null,null,null,null,null,null,null,null,null,null,null,null,null,null,null,null,null,null,null,null,null,null,null,null,null,null,null,"Natural Gas","NOx","Total",2038,0]
[null,null,null,null,null,null,null,null,null,null,null,null,null,null,null,null,null,null,null,null,null,null,null,null,null,null,null,null,null,null,null,null,null,null,null,null,null,null,null,null,null,null,null,null,null,null,null,null,null,null,null,null,null,null,null,null,null,null,null,null,null,null,null,null,null,null,null,"Natural Gas","SOx","Total",2014,0]
[null,null,null,null,null,null,null,null,null,null,null,null,null,null,null,null,null,null,null,null,null,null,null,null,null,null,null,null,null,null,null,null,null,null,null,null,null,null,null,null,null,null,null,null,null,null,null,null,null,null,null,null,null,null,null,null,null,null,null,null,null,null,null,null,null,null,null,"Natural Gas","SOx","Total",2017,0]
[null,null,null,null,null,null,null,null,null,null,null,null,null,null,null,null,null,null,null,null,null,null,null,null,null,null,null,null,null,null,null,null,null,null,null,null,null,null,null,null,null,null,null,null,null,null,null,null,null,null,null,null,null,null,null,null,null,null,null,null,null,null,null,null,null,null,null,"Natural Gas","SOx","Total",2020,0]
[null,null,null,null,null,null,null,null,null,null,null,null,null,null,null,null,null,null,null,null,null,null,null,null,null,null,null,null,null,null,null,null,null,null,null,null,null,null,null,null,null,null,null,null,null,null,null,null,null,null,null,null,null,null,null,null,null,null,null,null,null,null,null,null,null,null,null,"Natural Gas","SOx","Total",2024,0]
[null,null,null,null,null,null,null,null,null,null,null,null,null,null,null,null,null,null,null,null,null,null,null,null,null,null,null,null,null,null,null,null,null,null,null,null,null,null,null,null,null,null,null,null,null,null,null,null,null,null,null,null,null,null,null,null,null,null,null,null,null,null,null,null,null,null,null,"Natural Gas","SOx","Total",2027,0]
[null,null,null,null,null,null,null,null,null,null,null,null,null,null,null,null,null,null,null,null,null,null,null,null,null,null,null,null,null,null,null,null,null,null,null,null,null,null,null,null,null,null,null,null,null,null,null,null,null,null,null,null,null,null,null,null,null,null,null,null,null,null,null,null,null,null,null,"Natural Gas","SOx","Total",2028,0]
[null,null,null,null,null,null,null,null,null,null,null,null,null,null,null,null,null,null,null,null,null,null,null,null,null,null,null,null,null,null,null,null,null,null,null,null,null,null,null,null,null,null,null,null,null,null,null,null,null,null,null,null,null,null,null,null,null,null,null,null,null,null,null,null,null,null,null,"Natural Gas","SOx","Total",2029,0]
[null,null,null,null,null,null,null,null,null,null,null,null,null,null,null,null,null,null,null,null,null,null,null,null,null,null,null,null,null,null,null,null,null,null,null,null,null,null,null,null,null,null,null,null,null,null,null,null,null,null,null,null,null,null,null,null,null,null,null,null,null,null,null,null,null,null,null,"Natural Gas","SOx","Total",2030,0]
[null,null,null,null,null,null,null,null,null,null,null,null,null,null,null,null,null,null,null,null,null,null,null,null,null,null,null,null,null,null,null,null,null,null,null,null,null,null,null,null,null,null,null,null,null,null,null,null,null,null,null,null,null,null,null,null,null,null,null,null,null,null,null,null,null,null,null,"Natural Gas","SOx","Total",2031,0]
[null,null,null,null,null,null,null,null,null,null,null,null,null,null,null,null,null,null,null,null,null,null,null,null,null,null,null,null,null,null,null,null,null,null,null,null,null,null,null,null,null,null,null,null,null,null,null,null,null,null,null,null,null,null,null,null,null,null,null,null,null,null,null,null,null,null,null,"Natural Gas","SOx","Total",2032,0]
[null,null,null,null,null,null,null,null,null,null,null,null,null,null,null,null,null,null,null,null,null,null,null,null,null,null,null,null,null,null,null,null,null,null,null,null,null,null,null,null,null,null,null,null,null,null,null,null,null,null,null,null,null,null,null,null,null,null,null,null,null,null,null,null,null,null,null,"Natural Gas","SOx","Total",2033,0]
[null,null,null,null,null,null,null,null,null,null,null,null,null,null,null,null,null,null,null,null,null,null,null,null,null,null,null,null,null,null,null,null,null,null,null,null,null,null,null,null,null,null,null,null,null,null,null,null,null,null,null,null,null,null,null,null,null,null,null,null,null,null,null,null,null,null,null,"Natural Gas","SOx","Total",2034,0]
[null,null,null,null,null,null,null,null,null,null,null,null,null,null,null,null,null,null,null,null,null,null,null,null,null,null,null,null,null,null,null,null,null,null,null,null,null,null,null,null,null,null,null,null,null,null,null,null,null,null,null,null,null,null,null,null,null,null,null,null,null,null,null,null,null,null,null,"Natural Gas","SOx","Total",2035,0]
[null,null,null,null,null,null,null,null,null,null,null,null,null,null,null,null,null,null,null,null,null,null,null,null,null,null,null,null,null,null,null,null,null,null,null,null,null,null,null,null,null,null,null,null,null,null,null,null,null,null,null,null,null,null,null,null,null,null,null,null,null,null,null,null,null,null,null,"Natural Gas","SOx","Total",2036,0]
[null,null,null,null,null,null,null,null,null,null,null,null,null,null,null,null,null,null,null,null,null,null,null,null,null,null,null,null,null,null,null,null,null,null,null,null,null,null,null,null,null,null,null,null,null,null,null,null,null,null,null,null,null,null,null,null,null,null,null,null,null,null,null,null,null,null,null,"Natural Gas","SOx","Total",2037,0]
[null,null,null,null,null,null,null,null,null,null,null,null,null,null,null,null,null,null,null,null,null,null,null,null,null,null,null,null,null,null,null,null,null,null,null,null,null,null,null,null,null,null,null,null,null,null,null,null,null,null,null,null,null,null,null,null,null,null,null,null,null,null,null,null,null,null,null,"Natural Gas","SOx","Total",2038,0]
[null,null,null,null,null,null,null,null,null,null,null,null,null,null,null,null,null,null,null,null,null,null,null,null,null,null,null,null,null,null,null,null,null,null,null,null,null,null,null,null,null,null,null,null,null,null,null,null,null,null,null,null,null,null,null,null,null,null,null,null,null,null,null,null,null,null,null,"Natural Gas","SOx","Total",2039,0]
[null,null,null,null,null,null,null,null,null,null,null,null,null,null,null,null,null,null,null,null,null,null,null,null,null,null,null,null,null,null,null,null,null,null,null,null,null,null,null,null,null,null,null,null,null,null,null,null,null,null,null,null,null,null,null,null,null,null,null,null,null,null,null,null,null,null,null,"Natural Gas","SOx","Total",2040,0]
[null,null,null,null,null,null,null,null,null,null,null,null,null,null,null,null,null,null,null,null,null,null,null,null,null,null,null,null,null,null,null,null,null,null,null,null,null,null,null,null,null,null,null,null,null,null,null,null,null,null,null,null,null,null,null,null,null,null,null,null,null,null,null,null,null,null,null,"Natural Gas","CH4","Total",2013,0]
[null,null,null,null,null,null,null,null,null,null,null,null,null,null,null,null,null,null,null,null,null,null,null,null,null,null,null,null,null,null,null,null,null,null,null,null,null,null,null,null,null,null,null,null,null,null,null,null,null,null,null,null,null,null,null,null,null,null,null,null,null,null,null,null,null,null,null,"Natural Gas","CH4","Total",2014,0]
[null,null,null,null,null,null,null,null,null,null,null,null,null,null,null,null,null,null,null,null,null,null,null,null,null,null,null,null,null,null,null,null,null,null,null,null,null,null,null,null,null,null,null,null,null,null,null,null,null,null,null,null,null,null,null,null,null,null,null,null,null,null,null,null,null,null,null,"Natural Gas","CH4","Total",2015,0]
[null,null,null,null,null,null,null,null,null,null,null,null,null,null,null,null,null,null,null,null,null,null,null,null,null,null,null,null,null,null,null,null,null,null,null,null,null,null,null,null,null,null,null,null,null,null,null,null,null,null,null,null,null,null,null,null,null,null,null,null,null,null,null,null,null,null,null,"Natural Gas","CH4","Total",2016,0]
[null,null,null,null,null,null,null,null,null,null,null,null,null,null,null,null,null,null,null,null,null,null,null,null,null,null,null,null,null,null,null,null,null,null,null,null,null,null,null,null,null,null,null,null,null,null,null,null,null,null,null,null,null,null,null,null,null,null,null,null,null,null,null,null,null,null,null,"Natural Gas","CH4","Total",2017,0]
[null,null,null,null,null,null,null,null,null,null,null,null,null,null,null,null,null,null,null,null,null,null,null,null,null,null,null,null,null,null,null,null,null,null,null,null,null,null,null,null,null,null,null,null,null,null,null,null,null,null,null,null,null,null,null,null,null,null,null,null,null,null,null,null,null,null,null,"Natural Gas","CH4","Total",2018,0]
[null,null,null,null,null,null,null,null,null,null,null,null,null,null,null,null,null,null,null,null,null,null,null,null,null,null,null,null,null,null,null,null,null,null,null,null,null,null,null,null,null,null,null,null,null,null,null,null,null,null,null,null,null,null,null,null,null,null,null,null,null,null,null,null,null,null,null,"Natural Gas","CH4","Total",2019,7.8240727819767928]
[null,null,null,null,null,null,null,null,null,null,null,null,null,null,null,null,null,null,null,null,null,null,null,null,null,null,null,null,null,null,null,null,null,null,null,null,null,null,null,null,null,null,null,null,null,null,null,null,null,null,null,null,null,null,null,null,null,null,null,null,null,null,null,null,null,null,null,"Natural Gas","CH4","Total",2020,7.7163581948097457]
[null,null,null,null,null,null,null,null,null,null,null,null,null,null,null,null,null,null,null,null,null,null,null,null,null,null,null,null,null,null,null,null,null,null,null,null,null,null,null,null,null,null,null,null,null,null,null,null,null,null,null,null,null,null,null,null,null,null,null,null,null,null,null,null,null,null,null,"Natural Gas","CH4","Total",2021,7.7080549495150557]
[null,null,null,null,null,null,null,null,null,null,null,null,null,null,null,null,null,null,null,null,null,null,null,null,null,null,null,null,null,null,null,null,null,null,null,null,null,null,null,null,null,null,null,null,null,null,null,null,null,null,null,null,null,null,null,null,null,null,null,null,null,null,null,null,null,null,null,"Natural Gas","CH4","Total",2022,7.6741278959751229]
[null,null,null,null,null,null,null,null,null,null,null,null,null,null,null,null,null,null,null,null,null,null,null,null,null,null,null,null,null,null,null,null,null,null,null,null,null,null,null,null,null,null,null,null,null,null,null,null,null,null,null,null,null,null,null,null,null,null,null,null,null,null,null,null,null,null,null,"Natural Gas","CH4","Total",2023,7.6449856701394063]
[null,null,null,null,null,null,null,null,null,null,null,null,null,null,null,null,null,null,null,null,null,null,null,null,null,null,null,null,null,null,null,null,null,null,null,null,null,null,null,null,null,null,null,null,null,null,null,null,null,null,null,null,null,null,null,null,null,null,null,null,null,null,null,null,null,null,null,"Natural Gas","CH4","Total",2024,7.6621828720268859]
[null,null,null,null,null,null,null,null,null,null,null,null,null,null,null,null,null,null,null,null,null,null,null,null,null,null,null,null,null,null,null,null,null,null,null,null,null,null,null,null,null,null,null,null,null,null,null,null,null,null,null,null,null,null,null,null,null,null,null,null,null,null,null,null,null,null,null,"Natural Gas","CH4","Total",2025,{"$f":"BT326+BT746","v":7.6641881979279862}]
[null,null,null,null,null,null,null,null,null,null,null,null,null,null,null,null,null,null,null,null,null,null,null,null,null,null,null,null,null,null,null,null,null,null,null,null,null,null,null,null,null,null,null,null,null,null,null,null,null,null,null,null,null,null,null,null,null,null,null,null,null,null,null,null,null,null,null,"Natural Gas","CH4","Total",2026,7.5543171298443115]
[null,null,null,null,null,null,null,null,null,null,null,null,null,null,null,null,null,null,null,null,null,null,null,null,null,null,null,null,null,null,null,null,null,null,null,null,null,null,null,null,null,null,null,null,null,null,null,null,null,null,null,null,null,null,null,null,null,null,null,null,null,null,null,null,null,null,null,"Natural Gas","CH4","Total",2027,7.4602043882696503]
[null,null,null,null,null,null,null,null,null,null,null,null,null,null,null,null,null,null,null,null,null,null,null,null,null,null,null,null,null,null,null,null,null,null,null,null,null,null,null,null,null,null,null,null,null,null,null,null,null,null,null,null,null,null,null,null,null,null,null,null,null,null,null,null,null,null,null,"Natural Gas","CH4","Total",2028,7.4285438235348202]
[null,null,null,null,null,null,null,null,null,null,null,null,null,null,null,null,null,null,null,null,null,null,null,null,null,null,null,null,null,null,null,null,null,null,null,null,null,null,null,null,null,null,null,null,null,null,null,null,null,null,null,null,null,null,null,null,null,null,null,null,null,null,null,null,null,null,null,"Natural Gas","CH4","Total",2029,7.4320987368279834]
[null,null,null,null,null,null,null,null,null,null,null,null,null,null,null,null,null,null,null,null,null,null,null,null,null,null,null,null,null,null,null,null,null,null,null,null,null,null,null,null,null,null,null,null,null,null,null,null,null,null,null,null,null,null,null,null,null,null,null,null,null,null,null,null,null,null,null,"Natural Gas","CH4","Total",2030,7.442026591255356]
[null,null,null,null,null,null,null,null,null,null,null,null,null,null,null,null,null,null,null,null,null,null,null,null,null,null,null,null,null,null,null,null,null,null,null,null,null,null,null,null,null,null,null,null,null,null,null,null,null,null,null,null,null,null,null,null,null,null,null,null,null,null,null,null,null,null,null,"Natural Gas","CH4","Total",2031,7.5478087075535596]
[null,null,null,null,null,null,null,null,null,null,null,null,null,null,null,null,null,null,null,null,null,null,null,null,null,null,null,null,null,null,null,null,null,null,null,null,null,null,null,null,null,null,null,null,null,null,null,null,null,null,null,null,null,null,null,null,null,null,null,null,null,null,null,null,null,null,null,"Natural Gas","CH4","Total",2032,7.8366418582338326]
[null,null,null,null,null,null,null,null,null,null,null,null,null,null,null,null,null,null,null,null,null,null,null,null,null,null,null,null,null,null,null,null,null,null,null,null,null,null,null,null,null,null,null,null,null,null,null,null,null,null,null,null,null,null,null,null,null,null,null,null,null,null,null,null,null,null,null,"Natural Gas","CH4","Total",2033,8.0978704947107509]
[null,null,null,null,null,null,null,null,null,null,null,null,null,null,null,null,null,null,null,null,null,null,null,null,null,null,null,null,null,null,null,null,null,null,null,null,null,null,null,null,null,null,null,null,null,null,null,null,null,null,null,null,null,null,null,null,null,null,null,null,null,null,null,null,null,null,null,"Natural Gas","CH4","Total",2034,8.3427176223444537]
[null,null,null,null,null,null,null,null,null,null,null,null,null,null,null,null,null,null,null,null,null,null,null,null,null,null,null,null,null,null,null,null,null,null,null,null,null,null,null,null,null,null,null,null,null,null,null,null,null,null,null,null,null,null,null,null,null,null,null,null,null,null,null,null,null,null,null,"Natural Gas","CH4","Total",2035,8.6474426318749931]
[null,null,null,null,null,null,null,null,null,null,null,null,null,null,null,null,null,null,null,null,null,null,null,null,null,null,null,null,null,null,null,null,null,null,null,null,null,null,null,null,null,null,null,null,null,null,null,null,null,null,null,null,null,null,null,null,null,null,null,null,null,null,null,null,null,null,null,"Natural Gas","CH4","Total",2036,8.9878857580533218]
[null,null,null,null,null,null,null,null,null,null,null,null,null,null,null,null,null,null,null,null,null,null,null,null,null,null,null,null,null,null,null,null,null,null,null,null,null,null,null,null,null,null,null,null,null,null,null,null,null,null,null,null,null,null,null,null,null,null,null,null,null,null,null,null,null,null,null,"Natural Gas","CH4","Total",2037,9.1064166418612249]
[null,null,null,null,null,null,null,null,null,null,null,null,null,null,null,null,null,null,null,null,null,null,null,null,null,null,null,null,null,null,null,null,null,null,null,null,null,null,null,null,null,null,null,null,null,null,null,null,null,null,null,null,null,null,null,null,null,null,null,null,null,null,null,null,null,null,null,"Natural Gas","CH4","Total",2038,9.1577319529937071]
[null,null,null,null,null,null,null,null,null,null,null,null,null,null,null,null,null,null,null,null,null,null,null,null,null,null,null,null,null,null,null,null,null,null,null,null,null,null,null,null,null,null,null,null,null,null,null,null,null,null,null,null,null,null,null,null,null,null,null,null,null,null,null,null,null,null,null,"Natural Gas","CH4","Total",2039,9.1422527977184824]
[null,null,null,null,null,null,null,null,null,null,null,null,null,null,null,null,null,null,null,null,null,null,null,null,null,null,null,null,null,null,null,null,null,null,null,null,null,null,null,null,null,null,null,null,null,null,null,null,null,null,null,null,null,null,null,null,null,null,null,null,null,null,null,null,null,null,null,"Natural Gas","CH4","Total",2040,9.0840721813080627]
[null,null,null,null,null,null,null,null,null,null,null,null,null,null,null,null,null,null,null,null,null,null,null,null,null,null,null,null,null,null,null,null,null,null,null,null,null,null,null,null,null,null,null,null,null,null,null,null,null,null,null,null,null,null,null,null,null,null,null,null,null,null,null,null,null,null,null,"Natural Gas","N2O","Total",2013,0]
[null,null,null,null,null,null,null,null,null,null,null,null,null,null,null,null,null,null,null,null,null,null,null,null,null,null,null,null,null,null,null,null,null,null,null,null,null,null,null,null,null,null,null,null,null,null,null,null,null,null,null,null,null,null,null,null,null,null,null,null,null,null,null,null,null,null,null,"Natural Gas","N2O","Total",2014,0]
[null,null,null,null,null,null,null,null,null,null,null,null,null,null,null,null,null,null,null,null,null,null,null,null,null,null,null,null,null,null,null,null,null,null,null,null,null,null,null,null,null,null,null,null,null,null,null,null,null,null,null,null,null,null,null,null,null,null,null,null,null,null,null,null,null,null,null,"Natural Gas","N2O","Total",2015,0]
[null,null,null,null,null,null,null,null,null,null,null,null,null,null,null,null,null,null,null,null,null,null,null,null,null,null,null,null,null,null,null,null,null,null,null,null,null,null,null,null,null,null,null,null,null,null,null,null,null,null,null,null,null,null,null,null,null,null,null,null,null,null,null,null,null,null,null,"Natural Gas","N2O","Total",2016,0]
[null,null,null,null,null,null,null,null,null,null,null,null,null,null,null,null,null,null,null,null,null,null,null,null,null,null,null,null,null,null,null,null,null,null,null,null,null,null,null,null,null,null,null,null,null,null,null,null,null,null,null,null,null,null,null,null,null,null,null,null,null,null,null,null,null,null,null,"Natural Gas","N2O","Total",2017,0]
[null,null,null,null,null,null,null,null,null,null,null,null,null,null,null,null,null,null,null,null,null,null,null,null,null,null,null,null,null,null,null,null,null,null,null,null,null,null,null,null,null,null,null,null,null,null,null,null,null,null,null,null,null,null,null,null,null,null,null,null,null,null,null,null,null,null,null,"Natural Gas","N2O","Total",2018,0]
[null,null,null,null,null,null,null,null,null,null,null,null,null,null,null,null,null,null,null,null,null,null,null,null,null,null,null,null,null,null,null,null,null,null,null,null,null,null,null,null,null,null,null,null,null,null,null,null,null,null,null,null,null,null,null,null,null,null,null,null,null,null,null,null,null,null,null,"Natural Gas","N2O","Total",2019,0.78240727819767941]
[null,null,null,null,null,null,null,null,null,null,null,null,null,null,null,null,null,null,null,null,null,null,null,null,null,null,null,null,null,null,null,null,null,null,null,null,null,null,null,null,null,null,null,null,null,null,null,null,null,null,null,null,null,null,null,null,null,null,null,null,null,null,null,null,null,null,null,"Natural Gas","N2O","Total",2020,0.77163581948097471]
[null,null,null,null,null,null,null,null,null,null,null,null,null,null,null,null,null,null,null,null,null,null,null,null,null,null,null,null,null,null,null,null,null,null,null,null,null,null,null,null,null,null,null,null,null,null,null,null,null,null,null,null,null,null,null,null,null,null,null,null,null,null,null,null,null,null,null,"Natural Gas","N2O","Total",2021,0.77080549495150563]
[null,null,null,null,null,null,null,null,null,null,null,null,null,null,null,null,null,null,null,null,null,null,null,null,null,null,null,null,null,null,null,null,null,null,null,null,null,null,null,null,null,null,null,null,null,null,null,null,null,null,null,null,null,null,null,null,null,null,null,null,null,null,null,null,null,null,null,"Natural Gas","N2O","Total",2022,0.76741278959751236]
[null,null,null,null,null,null,null,null,null,null,null,null,null,null,null,null,null,null,null,null,null,null,null,null,null,null,null,null,null,null,null,null,null,null,null,null,null,null,null,null,null,null,null,null,null,null,null,null,null,null,null,null,null,null,null,null,null,null,null,null,null,null,null,null,null,null,null,"Natural Gas","N2O","Total",2023,0.7644985670139407]
[null,null,null,null,null,null,null,null,null,null,null,null,null,null,null,null,null,null,null,null,null,null,null,null,null,null,null,null,null,null,null,null,null,null,null,null,null,null,null,null,null,null,null,null,null,null,null,null,null,null,null,null,null,null,null,null,null,null,null,null,null,null,null,null,null,null,null,"Natural Gas","N2O","Total",2024,0.7662182872026887]
[null,null,null,null,null,null,null,null,null,null,null,null,null,null,null,null,null,null,null,null,null,null,null,null,null,null,null,null,null,null,null,null,null,null,null,null,null,null,null,null,null,null,null,null,null,null,null,null,null,null,null,null,null,null,null,null,null,null,null,null,null,null,null,null,null,null,null,"Natural Gas","N2O","Total",2025,0.76641881979279869]
[null,null,null,null,null,null,null,null,null,null,null,null,null,null,null,null,null,null,null,null,null,null,null,null,null,null,null,null,null,null,null,null,null,null,null,null,null,null,null,null,null,null,null,null,null,null,null,null,null,null,null,null,null,null,null,null,null,null,null,null,null,null,null,null,null,null,null,"Natural Gas","N2O","Total",2026,0.75543171298443124]
[null,null,null,null,null,null,null,null,null,null,null,null,null,null,null,null,null,null,null,null,null,null,null,null,null,null,null,null,null,null,null,null,null,null,null,null,null,null,null,null,null,null,null,null,null,null,null,null,null,null,null,null,null,null,null,null,null,null,null,null,null,null,null,null,null,null,null,"Natural Gas","N2O","Total",2027,0.74602043882696512]
[null,null,null,null,null,null,null,null,null,null,null,null,null,null,null,null,null,null,null,null,null,null,null,null,null,null,null,null,null,null,null,null,null,null,null,null,null,null,null,null,null,null,null,null,null,null,null,null,null,null,null,null,null,null,null,null,null,null,null,null,null,null,null,null,null,null,null,"Natural Gas","N2O","Total",2028,0.74285438235348211]
[null,null,null,null,null,null,null,null,null,null,null,null,null,null,null,null,null,null,null,null,null,null,null,null,null,null,null,null,null,null,null,null,null,null,null,null,null,null,null,null,null,null,null,null,null,null,null,null,null,null,null,null,null,null,null,null,null,null,null,null,null,null,null,null,null,null,null,"Natural Gas","N2O","Total",2029,{"$f":"BT358+BT778","v":0.74320987368279845}]
[null,null,null,null,null,null,null,null,null,null,null,null,null,null,null,null,null,null,null,null,null,null,null,null,null,null,null,null,null,null,null,null,null,null,null,null,null,null,null,null,null,null,null,null,null,null,null,null,null,null,null,null,null,null,null,null,null,null,null,null,null,null,null,null,null,null,null,"Natural Gas","N2O","Total",2030,0.74420265912553574]
[null,null,null,null,null,null,null,null,null,null,null,null,null,null,null,null,null,null,null,null,null,null,null,null,null,null,null,null,null,null,null,null,null,null,null,null,null,null,null,null,null,null,null,null,null,null,null,null,null,null,null,null,null,null,null,null,null,null,null,null,null,null,null,null,null,null,null,"Natural Gas","N2O","Total",2031,0.75478087075535605]
[null,null,null,null,null,null,null,null,null,null,null,null,null,null,null,null,null,null,null,null,null,null,null,null,null,null,null,null,null,null,null,null,null,null,null,null,null,null,null,null,null,null,null,null,null,null,null,null,null,null,null,null,null,null,null,null,null,null,null,null,null,null,null,null,null,null,null,"Natural Gas","N2O","Total",2032,0.78366418582338337]
[null,null,null,null,null,null,null,null,null,null,null,null,null,null,null,null,null,null,null,null,null,null,null,null,null,null,null,null,null,null,null,null,null,null,null,null,null,null,null,null,null,null,null,null,null,null,null,null,null,null,null,null,null,null,null,null,null,null,null,null,null,null,null,null,null,null,null,"Natural Gas","N2O","Total",2033,0.80978704947107516]
[null,null,null,null,null,null,null,null,null,null,null,null,null,null,null,null,null,null,null,null,null,null,null,null,null,null,null,null,null,null,null,null,null,null,null,null,null,null,null,null,null,null,null,null,null,null,null,null,null,null,null,null,null,null,null,null,null,null,null,null,null,null,null,null,null,null,null,"Natural Gas","N2O","Total",2034,0.83427176223444544]
[null,null,null,null,null,null,null,null,null,null,null,null,null,null,null,null,null,null,null,null,null,null,null,null,null,null,null,null,null,null,null,null,null,null,null,null,null,null,null,null,null,null,null,null,null,null,null,null,null,null,null,null,null,null,null,null,null,null,null,null,null,null,null,null,null,null,null,"Natural Gas","N2O","Total",2035,0.86474426318749942]
[null,null,null,null,null,null,null,null,null,null,null,null,null,null,null,null,null,null,null,null,null,null,null,null,null,null,null,null,null,null,null,null,null,null,null,null,null,null,null,null,null,null,null,null,null,null,null,null,null,null,null,null,null,null,null,null,null,null,null,null,null,null,null,null,null,null,null,"Natural Gas","N2O","Total",2036,0.89878857580533222]
[null,null,null,null,null,null,null,null,null,null,null,null,null,null,null,null,null,null,null,null,null,null,null,null,null,null,null,null,null,null,null,null,null,null,null,null,null,null,null,null,null,null,null,null,null,null,null,null,null,null,null,null,null,null,null,null,null,null,null,null,null,null,null,null,null,null,null,"Natural Gas","N2O","Total",2037,0.91064166418612258]
[null,null,null,null,null,null,null,null,null,null,null,null,null,null,null,null,null,null,null,null,null,null,null,null,null,null,null,null,null,null,null,null,null,null,null,null,null,null,null,null,null,null,null,null,null,null,null,null,null,null,null,null,null,null,null,null,null,null,null,null,null,null,null,null,null,null,null,"Natural Gas","N2O","Total",2038,0.91577319529937085]
[null,null,null,null,null,null,null,null,null,null,null,null,null,null,null,null,null,null,null,null,null,null,null,null,null,null,null,null,null,null,null,null,null,null,null,null,null,null,null,null,null,null,null,null,null,null,null,null,null,null,null,null,null,null,null,null,null,null,null,null,null,null,null,null,null,null,null,"Natural Gas","N2O","Total",2039,0.91422527977184831]
[null,null,null,null,null,null,null,null,null,null,null,null,null,null,null,null,null,null,null,null,null,null,null,null,null,null,null,null,null,null,null,null,null,null,null,null,null,null,null,null,null,null,null,null,null,null,null,null,null,null,null,null,null,null,null,null,null,null,null,null,null,null,null,null,null,null,null,"Natural Gas","N2O","Total",2040,0.90840721813080638]
[null,null,null,null,null,null,null,null,null,null,null,null,null,null,null,null,null,null,null,null,null,null,null,null,null,null,null,null,null,null,null,null,null,null,null,null,null,null,null,null,null,null,null,null,null,null,null,null,null,null,null,null,null,null,null,null,null,null,null,null,null,null,null,null,null,null,null,"Natural Gas","CO2","Total",2013,0]
[null,null,null,null,null,null,null,null,null,null,null,null,null,null,null,null,null,null,null,null,null,null,null,null,null,null,null,null,null,null,null,null,null,null,null,null,null,null,null,null,null,null,null,null,null,null,null,null,null,null,null,null,null,null,null,null,null,null,null,null,null,null,null,null,null,null,null,"Natural Gas","CO2","Total",2014,0]
[null,null,null,null,null,null,null,null,null,null,null,null,null,null,null,null,null,null,null,null,null,null,null,null,null,null,null,null,null,null,null,null,null,null,null,null,null,null,null,null,null,null,null,null,null,null,null,null,null,null,null,null,null,null,null,null,null,null,null,null,null,null,null,null,null,null,null,"Natural Gas","CO2","Total",2015,0]
[null,null,null,null,null,null,null,null,null,null,null,null,null,null,null,null,null,null,null,null,null,null,null,null,null,null,null,null,null,null,null,null,null,null,null,null,null,null,null,null,null,null,null,null,null,null,null,null,null,null,null,null,null,null,null,null,null,null,null,null,null,null,null,null,null,null,null,"Natural Gas","CO2","Total",2016,0]
[null,null,null,null,null,null,null,null,null,null,null,null,null,null,null,null,null,null,null,null,null,null,null,null,null,null,null,null,null,null,null,null,null,null,null,null,null,null,null,null,null,null,null,null,null,null,null,null,null,null,null,null,null,null,null,null,null,null,null,null,null,null,null,null,null,null,null,"Natural Gas","CO2","Total",2017,0]
[null,null,null,null,null,null,null,null,null,null,null,null,null,null,null,null,null,null,null,null,null,null,null,null,null,null,null,null,null,null,null,null,null,null,null,null,null,null,null,null,null,null,null,null,null,null,null,null,null,null,null,null,null,null,null,null,null,null,null,null,null,null,null,null,null,null,null,"Natural Gas","CO2","Total",2018,0]
[null,null,null,null,null,null,null,null,null,null,null,null,null,null,null,null,null,null,null,null,null,null,null,null,null,null,null,null,null,null,null,null,null,null,null,null,null,null,null,null,null,null,null,null,null,null,null,null,null,null,null,null,null,null,null,null,null,null,null,null,null,null,null,null,null,null,null,"Natural Gas","CO2","Total",2019,415145.30181168864]
[null,null,null,null,null,null,null,null,null,null,null,null,null,null,null,null,null,null,null,null,null,null,null,null,null,null,null,null,null,null,null,null,null,null,null,null,null,null,null,null,null,null,null,null,null,null,null,null,null,null,null,null,null,null,null,null,null,null,null,null,null,null,null,null,null,null,null,"Natural Gas","CO2","Total",2020,409429.96581660514]
[null,null,null,null,null,null,null,null,null,null,null,null,null,null,null,null,null,null,null,null,null,null,null,null,null,null,null,null,null,null,null,null,null,null,null,null,null,null,null,null,null,null,null,null,null,null,null,null,null,null,null,null,null,null,null,null,null,null,null,null,null,null,null,null,null,null,null,"Natural Gas","CO2","Total",2021,408989.39562126889]
[null,null,null,null,null,null,null,null,null,null,null,null,null,null,null,null,null,null,null,null,null,null,null,null,null,null,null,null,null,null,null,null,null,null,null,null,null,null,null,null,null,null,null,null,null,null,null,null,null,null,null,null,null,null,null,null,null,null,null,null,null,null,null,null,null,null,null,"Natural Gas","CO2","Total",2022,407189.22616044007]
[null,null,null,null,null,null,null,null,null,null,null,null,null,null,null,null,null,null,null,null,null,null,null,null,null,null,null,null,null,null,null,null,null,null,null,null,null,null,null,null,null,null,null,null,null,null,null,null,null,null,null,null,null,null,null,null,null,null,null,null,null,null,null,null,null,null,null,"Natural Gas","CO2","Total",2023,405642.93965759693]
[null,null,null,null,null,null,null,null,null,null,null,null,null,null,null,null,null,null,null,null,null,null,null,null,null,null,null,null,null,null,null,null,null,null,null,null,null,null,null,null,null,null,null,null,null,null,null,null,null,null,null,null,null,null,null,null,null,null,null,null,null,null,null,null,null,null,null,"Natural Gas","CO2","Total",2024,406555.42318974657]
[null,null,null,null,null,null,null,null,null,null,null,null,null,null,null,null,null,null,null,null,null,null,null,null,null,null,null,null,null,null,null,null,null,null,null,null,null,null,null,null,null,null,null,null,null,null,null,null,null,null,null,null,null,null,null,null,null,null,null,null,null,null,null,null,null,null,null,"Natural Gas","CO2","Total",2025,406661.82578205899]
[null,null,null,null,null,null,null,null,null,null,null,null,null,null,null,null,null,null,null,null,null,null,null,null,null,null,null,null,null,null,null,null,null,null,null,null,null,null,null,null,null,null,null,null,null,null,null,null,null,null,null,null,null,null,null,null,null,null,null,null,null,null,null,null,null,null,null,"Natural Gas","CO2","Total",2026,400832.06690953922]
[null,null,null,null,null,null,null,null,null,null,null,null,null,null,null,null,null,null,null,null,null,null,null,null,null,null,null,null,null,null,null,null,null,null,null,null,null,null,null,null,null,null,null,null,null,null,null,null,null,null,null,null,null,null,null,null,null,null,null,null,null,null,null,null,null,null,null,"Natural Gas","CO2","Total",2027,395838.44484158768]
[null,null,null,null,null,null,null,null,null,null,null,null,null,null,null,null,null,null,null,null,null,null,null,null,null,null,null,null,null,null,null,null,null,null,null,null,null,null,null,null,null,null,null,null,null,null,null,null,null,null,null,null,null,null,null,null,null,null,null,null,null,null,null,null,null,null,null,"Natural Gas","CO2","Total",2028,394158.53527675761]
[null,null,null,null,null,null,null,null,null,null,null,null,null,null,null,null,null,null,null,null,null,null,null,null,null,null,null,null,null,null,null,null,null,null,null,null,null,null,null,null,null,null,null,null,null,null,null,null,null,null,null,null,null,null,null,null,null,null,null,null,null,null,null,null,null,null,null,"Natural Gas","CO2","Total",2029,394347.15897609282]
[null,null,null,null,null,null,null,null,null,null,null,null,null,null,null,null,null,null,null,null,null,null,null,null,null,null,null,null,null,null,null,null,null,null,null,null,null,null,null,null,null,null,null,null,null,null,null,null,null,null,null,null,null,null,null,null,null,null,null,null,null,null,null,null,null,null,null,"Natural Gas","CO2","Total",2030,394873.93093200924]
[null,null,null,null,null,null,null,null,null,null,null,null,null,null,null,null,null,null,null,null,null,null,null,null,null,null,null,null,null,null,null,null,null,null,null,null,null,null,null,null,null,null,null,null,null,null,null,null,null,null,null,null,null,null,null,null,null,null,null,null,null,null,null,null,null,null,null,"Natural Gas","CO2","Total",2031,400486.73002279189]
[null,null,null,null,null,null,null,null,null,null,null,null,null,null,null,null,null,null,null,null,null,null,null,null,null,null,null,null,null,null,null,null,null,null,null,null,null,null,null,null,null,null,null,null,null,null,null,null,null,null,null,null,null,null,null,null,null,null,null,null,null,null,null,null,null,null,null,"Natural Gas","CO2","Total",2032,415812.21699788718]
[null,null,null,null,null,null,null,null,null,null,null,null,null,null,null,null,null,null,null,null,null,null,null,null,null,null,null,null,null,null,null,null,null,null,null,null,null,null,null,null,null,null,null,null,null,null,null,null,null,null,null,null,null,null,null,null,null,null,null,null,null,null,null,null,null,null,null,"Natural Gas","CO2","Total",2033,{"$f":"BT390+BT810","v":429673.00844935246}]
[null,null,null,null,null,null,null,null,null,null,null,null,null,null,null,null,null,null,null,null,null,null,null,null,null,null,null,null,null,null,null,null,null,null,null,null,null,null,null,null,null,null,null,null,null,null,null,null,null,null,null,null,null,null,null,null,null,null,null,null,null,null,null,null,null,null,null,"Natural Gas","CO2","Total",2034,442664.59704159672]
[null,null,null,null,null,null,null,null,null,null,null,null,null,null,null,null,null,null,null,null,null,null,null,null,null,null,null,null,null,null,null,null,null,null,null,null,null,null,null,null,null,null,null,null,null,null,null,null,null,null,null,null,null,null,null,null,null,null,null,null,null,null,null,null,null,null,null,"Natural Gas","CO2","Total",2035,458833.30604728719]
[null,null,null,null,null,null,null,null,null,null,null,null,null,null,null,null,null,null,null,null,null,null,null,null,null,null,null,null,null,null,null,null,null,null,null,null,null,null,null,null,null,null,null,null,null,null,null,null,null,null,null,null,null,null,null,null,null,null,null,null,null,null,null,null,null,null,null,"Natural Gas","CO2","Total",2036,476897.21832230926]
[null,null,null,null,null,null,null,null,null,null,null,null,null,null,null,null,null,null,null,null,null,null,null,null,null,null,null,null,null,null,null,null,null,null,null,null,null,null,null,null,null,null,null,null,null,null,null,null,null,null,null,null,null,null,null,null,null,null,null,null,null,null,null,null,null,null,null,"Natural Gas","CO2","Total",2037,483186.4670171566]
[null,null,null,null,null,null,null,null,null,null,null,null,null,null,null,null,null,null,null,null,null,null,null,null,null,null,null,null,null,null,null,null,null,null,null,null,null,null,null,null,null,null,null,null,null,null,null,null,null,null,null,null,null,null,null,null,null,null,null,null,null,null,null,null,null,null,null,"Natural Gas","CO2","Total",2038,485909.25742584618]
[null,null,null,null,null,null,null,null,null,null,null,null,null,null,null,null,null,null,null,null,null,null,null,null,null,null,null,null,null,null,null,null,null,null,null,null,null,null,null,null,null,null,null,null,null,null,null,null,null,null,null,null,null,null,null,null,null,null,null,null,null,null,null,null,null,null,null,"Natural Gas","CO2","Total",2039,485087.93344694271]
[null,null,null,null,null,null,null,null,null,null,null,null,null,null,null,null,null,null,null,null,null,null,null,null,null,null,null,null,null,null,null,null,null,null,null,null,null,null,null,null,null,null,null,null,null,null,null,null,null,null,null,null,null,null,null,null,null,null,null,null,null,null,null,null,null,null,null,"Natural Gas","CO2","Total",2040,482000.86994020583]
[null,null,null,null,null,null,null,null,null,null,null,null,null,null,null,null,null,null,null,null,null,null,null,null,null,null,null,null,null,null,null,null,null,null,null,null,null,null,null,null,null,null,null,null,null,null,null,null,null,null,null,null,null,null,null,null,null,null,null,null,null,null,null,null,null,null,null,"Natural Gas","CO2e","Total",2013,0]
[null,null,null,null,null,null,null,null,null,null,null,null,null,null,null,null,null,null,null,null,null,null,null,null,null,null,null,null,null,null,null,null,null,null,null,null,null,null,null,null,null,null,null,null,null,null,null,null,null,null,null,null,null,null,null,null,null,null,null,null,null,null,null,null,null,null,null,"Natural Gas","CO2e","Total",2014,0]
[null,null,null,null,null,null,null,null,null,null,null,null,null,null,null,null,null,null,null,null,null,null,null,null,null,null,null,null,null,null,null,null,null,null,null,null,null,null,null,null,null,null,null,null,null,null,null,null,null,null,null,null,null,null,null,null,null,null,null,null,null,null,null,null,null,null,null,"Natural Gas","CO2e","Total",2015,0]
[null,null,null,null,null,null,null,null,null,null,null,null,null,null,null,null,null,null,null,null,null,null,null,null,null,null,null,null,null,null,null,null,null,null,null,null,null,null,null,null,null,null,null,null,null,null,null,null,null,null,null,null,null,null,null,null,null,null,null,null,null,null,null,null,null,null,null,"Natural Gas","CO2e","Total",2016,0]
[null,null,null,null,null,null,null,null,null,null,null,null,null,null,null,null,null,null,null,null,null,null,null,null,null,null,null,null,null,null,null,null,null,null,null,null,null,null,null,null,null,null,null,null,null,null,null,null,null,null,null,null,null,null,null,null,null,null,null,null,null,null,null,null,null,null,null,"Natural Gas","CO2e","Total",2017,0]
[null,null,null,null,null,null,null,null,null,null,null,null,null,null,null,null,null,null,null,null,null,null,null,null,null,null,null,null,null,null,null,null,null,null,null,null,null,null,null,null,null,null,null,null,null,null,null,null,null,null,null,null,null,null,null,null,null,null,null,null,null,null,null,null,null,null,null,"Natural Gas","CO2e","Total",2018,0]
[null,null,null,null,null,null,null,null,null,null,null,null,null,null,null,null,null,null,null,null,null,null,null,null,null,null,null,null,null,null,null,null,null,null,null,null,null,null,null,null,null,null,null,null,null,null,null,null,null,null,null,null,null,null,null,null,null,null,null,null,null,null,null,null,null,null,null,"Natural Gas","CO2e","Total",2019,415552.15359635145]
[null,null,null,null,null,null,null,null,null,null,null,null,null,null,null,null,null,null,null,null,null,null,null,null,null,null,null,null,null,null,null,null,null,null,null,null,null,null,null,null,null,null,null,null,null,null,null,null,null,null,null,null,null,null,null,null,null,null,null,null,null,null,null,null,null,null,null,"Natural Gas","CO2e","Total",2020,409831.21644273523]
[null,null,null,null,null,null,null,null,null,null,null,null,null,null,null,null,null,null,null,null,null,null,null,null,null,null,null,null,null,null,null,null,null,null,null,null,null,null,null,null,null,null,null,null,null,null,null,null,null,null,null,null,null,null,null,null,null,null,null,null,null,null,null,null,null,null,null,"Natural Gas","CO2e","Total",2021,409390.21447864367]
[null,null,null,null,null,null,null,null,null,null,null,null,null,null,null,null,null,null,null,null,null,null,null,null,null,null,null,null,null,null,null,null,null,null,null,null,null,null,null,null,null,null,null,null,null,null,null,null,null,null,null,null,null,null,null,null,null,null,null,null,null,null,null,null,null,null,null,"Natural Gas","CO2e","Total",2022,407588.28081103077]
[null,null,null,null,null,null,null,null,null,null,null,null,null,null,null,null,null,null,null,null,null,null,null,null,null,null,null,null,null,null,null,null,null,null,null,null,null,null,null,null,null,null,null,null,null,null,null,null,null,null,null,null,null,null,null,null,null,null,null,null,null,null,null,null,null,null,null,"Natural Gas","CO2e","Total",2023,406040.4789124442]
[null,null,null,null,null,null,null,null,null,null,null,null,null,null,null,null,null,null,null,null,null,null,null,null,null,null,null,null,null,null,null,null,null,null,null,null,null,null,null,null,null,null,null,null,null,null,null,null,null,null,null,null,null,null,null,null,null,null,null,null,null,null,null,null,null,null,null,"Natural Gas","CO2e","Total",2024,406953.85669909196]
[null,null,null,null,null,null,null,null,null,null,null,null,null,null,null,null,null,null,null,null,null,null,null,null,null,null,null,null,null,null,null,null,null,null,null,null,null,null,null,null,null,null,null,null,null,null,null,null,null,null,null,null,null,null,null,null,null,null,null,null,null,null,null,null,null,null,null,"Natural Gas","CO2e","Total",2025,407060.36356835125]
[null,null,null,null,null,null,null,null,null,null,null,null,null,null,null,null,null,null,null,null,null,null,null,null,null,null,null,null,null,null,null,null,null,null,null,null,null,null,null,null,null,null,null,null,null,null,null,null,null,null,null,null,null,null,null,null,null,null,null,null,null,null,null,null,null,null,null,"Natural Gas","CO2e","Total",2026,401224.89140029112]
[null,null,null,null,null,null,null,null,null,null,null,null,null,null,null,null,null,null,null,null,null,null,null,null,null,null,null,null,null,null,null,null,null,null,null,null,null,null,null,null,null,null,null,null,null,null,null,null,null,null,null,null,null,null,null,null,null,null,null,null,null,null,null,null,null,null,null,"Natural Gas","CO2e","Total",2027,396226.37546977773]
[null,null,null,null,null,null,null,null,null,null,null,null,null,null,null,null,null,null,null,null,null,null,null,null,null,null,null,null,null,null,null,null,null,null,null,null,null,null,null,null,null,null,null,null,null,null,null,null,null,null,null,null,null,null,null,null,null,null,null,null,null,null,null,null,null,null,null,"Natural Gas","CO2e","Total",2028,394544.81955558143]
[null,null,null,null,null,null,null,null,null,null,null,null,null,null,null,null,null,null,null,null,null,null,null,null,null,null,null,null,null,null,null,null,null,null,null,null,null,null,null,null,null,null,null,null,null,null,null,null,null,null,null,null,null,null,null,null,null,null,null,null,null,null,null,null,null,null,null,"Natural Gas","CO2e","Total",2029,394733.62811040785]
[null,null,null,null,null,null,null,null,null,null,null,null,null,null,null,null,null,null,null,null,null,null,null,null,null,null,null,null,null,null,null,null,null,null,null,null,null,null,null,null,null,null,null,null,null,null,null,null,null,null,null,null,null,null,null,null,null,null,null,null,null,null,null,null,null,null,null,"Natural Gas","CO2e","Total",2030,395260.91631475452]
[null,null,null,null,null,null,null,null,null,null,null,null,null,null,null,null,null,null,null,null,null,null,null,null,null,null,null,null,null,null,null,null,null,null,null,null,null,null,null,null,null,null,null,null,null,null,null,null,null,null,null,null,null,null,null,null,null,null,null,null,null,null,null,null,null,null,null,"Natural Gas","CO2e","Total",2031,400879.2160755847]
[null,null,null,null,null,null,null,null,null,null,null,null,null,null,null,null,null,null,null,null,null,null,null,null,null,null,null,null,null,null,null,null,null,null,null,null,null,null,null,null,null,null,null,null,null,null,null,null,null,null,null,null,null,null,null,null,null,null,null,null,null,null,null,null,null,null,null,"Natural Gas","CO2e","Total",2032,416219.72237451532]
[null,null,null,null,null,null,null,null,null,null,null,null,null,null,null,null,null,null,null,null,null,null,null,null,null,null,null,null,null,null,null,null,null,null,null,null,null,null,null,null,null,null,null,null,null,null,null,null,null,null,null,null,null,null,null,null,null,null,null,null,null,null,null,null,null,null,null,"Natural Gas","CO2e","Total",2033,430094.0977150774]
[null,null,null,null,null,null,null,null,null,null,null,null,null,null,null,null,null,null,null,null,null,null,null,null,null,null,null,null,null,null,null,null,null,null,null,null,null,null,null,null,null,null,null,null,null,null,null,null,null,null,null,null,null,null,null,null,null,null,null,null,null,null,null,null,null,null,null,"Natural Gas","CO2e","Total",2034,443098.41835795861]
[null,null,null,null,null,null,null,null,null,null,null,null,null,null,null,null,null,null,null,null,null,null,null,null,null,null,null,null,null,null,null,null,null,null,null,null,null,null,null,null,null,null,null,null,null,null,null,null,null,null,null,null,null,null,null,null,null,null,null,null,null,null,null,null,null,null,null,"Natural Gas","CO2e","Total",2035,459282.97306414467]
[null,null,null,null,null,null,null,null,null,null,null,null,null,null,null,null,null,null,null,null,null,null,null,null,null,null,null,null,null,null,null,null,null,null,null,null,null,null,null,null,null,null,null,null,null,null,null,null,null,null,null,null,null,null,null,null,null,null,null,null,null,null,null,null,null,null,null,"Natural Gas","CO2e","Total",2036,477364.58838172804]
[null,null,null,null,null,null,null,null,null,null,null,null,null,null,null,null,null,null,null,null,null,null,null,null,null,null,null,null,null,null,null,null,null,null,null,null,null,null,null,null,null,null,null,null,null,null,null,null,null,null,null,null,null,null,null,null,null,null,null,null,null,null,null,null,null,null,null,"Natural Gas","CO2e","Total",2037,{"$f":"BT422+BT842","v":483660.00068253337}]
[null,null,null,null,null,null,null,null,null,null,null,null,null,null,null,null,null,null,null,null,null,null,null,null,null,null,null,null,null,null,null,null,null,null,null,null,null,null,null,null,null,null,null,null,null,null,null,null,null,null,null,null,null,null,null,null,null,null,null,null,null,null,null,null,null,null,null,"Natural Gas","CO2e","Total",2038,486385.45948740188]
[null,null,null,null,null,null,null,null,null,null,null,null,null,null,null,null,null,null,null,null,null,null,null,null,null,null,null,null,null,null,null,null,null,null,null,null,null,null,null,null,null,null,null,null,null,null,null,null,null,null,null,null,null,null,null,null,null,null,null,null,null,null,null,null,null,null,null,"Natural Gas","CO2e","Total",2039,485563.33059242408]
[null,null,null,null,null,null,null,null,null,null,null,null,null,null,null,null,null,null,null,null,null,null,null,null,null,null,null,null,null,null,null,null,null,null,null,null,null,null,null,null,null,null,null,null,null,null,null,null,null,null,null,null,null,null,null,null,null,null,null,null,null,null,null,null,null,null,null,"Natural Gas","CO2e","Total",2040,482473.24169363384]

{"sheet":"Cost Calculation","index":10,"n_rows":83,"n_cols":64,"rows_kept":83,"cut":false,"hidden":true,"merged":[[29,11,30,11],[29,12,30,12],[29,43,30,43],[29,44,30,44]]}
[]
[null,"Residential + Commercial Code Cost Savings by Year"]
[]
[]
[null,"Residential Costs & Savings",null,null,null,null,null,null,null,null,null,null,null,null,null,null,null,null,null,null,null,null,null,null,null,null,null,null,null,null,null,null,null,null,"Commercial Electricity"]
[null,"Projected Energy Savings & Avoided Costs",null,null,null,null,null,null,null,null,null,null,null,null,null,null,null,null,null,null,null,null,null,null,null,null,null,null,null,null,null,null,null,null,"Projected Energy Savings & Avoided Costs"]
[null,null,"NPV",2013,2014,2015,2016,2017,2018,2019,2020,2021,2022,2023,2024,2025,2026,2027,2028,2029,2030,2031,2032,2033,2034,2035,2036,2037,2038,2039,2040,null,null,null,null,"NPV",2013,2014,2015,2016,2017,2018,2019,2020,2021,2022,2023,2024,2025,2026,2027,2028,2029,2030,2031,2032,2033,2034,2035,2036,2037,2038,2039,2040]
[null,"MWh Savings (cumulative)","-",{"$f":"'Energy+Emissions Calculation'!C22","v":0},{"$f":"'Energy+Emissions Calculation'!D22","v":0},{"$f":"'Energy+Emissions Calculation'!E22","v":0},{"$f":"'Energy+Emissions Calculation'!F22","v":0},{"$f":"'Energy+Emissions Calculation'!G22","v":0},{"$f":"'Energy+Emissions Calculation'!H22","v":0},{"$f":"'Energy+Emissions Calculation'!I22","v":0},{"$f":"'Energy+Emissions Calculation'!J22","v":0},{"$f":"'Energy+Emissions Calculation'!K22","v":0},{"$f":"'Energy+Emissions Calculation'!L22","v":0},{"$f":"'Energy+Emissions Calculation'!M22","v":0},{"$f":"'Energy+Emissions Calculation'!N22","v":0},{"$f":"'Energy+Emissions Calculation'!O22","v":0},{"$f":"'Energy+Emissions Calculation'!P22","v":0},{"$f":"'Energy+Emissions Calculation'!Q22","v":0},{"$f":"'Energy+Emissions Calculation'!R22","v":0},{"$f":"'Energy+Emissions Calculation'!S22","v":0},{"$f":"'Energy+Emissions Calculation'!T22","v":0},{"$f":"'Energy+Emissions Calculation'!U22","v":0},{"$f":"'Energy+Emissions Calculation'!V22","v":0},{"$f":"'Energy+Emissions Calculation'!W22","v":0},{"$f":"'Energy+Emissions Calculation'!X22","v":0},{"$f":"'Energy+Emissions Calculation'!Y22","v":0},{"$f":"'Energy+Emissions Calculation'!Z22","v":0},{"$f":"'Energy+Emissions Calculation'!AA22","v":0},{"$f":"'Energy+Emissions Calculation'!AB22","v":0},{"$f":"'Energy+Emissions Calculation'!AC22","v":0},{"$f":"'Energy+Emissions Calculation'!AD22","v":0},null,null,null,"MWh Savings","-",{"$f":"'Energy+Emissions Calculation'!AI22","v":0},{"$f":"'Energy+Emissions Calculation'!AJ22","v":0},{"$f":"'Energy+Emissions Calculation'!AK22","v":0},{"$f":"'Energy+Emissions Calculation'!AL22","v":0},{"$f":"'Energy+Emissions Calculation'!AM22","v":0},{"$f":"'Energy+Emissions Calculation'!AN22","v":0},{"$f":"'Energy+Emissions Calculation'!AO22","v":4148989.7198138256},{"$f":"'Energy+Emissions Calculation'!AP22","v":8240859.9920862699},{"$f":"'Energy+Emissions Calculation'!AQ22","v":12328327.176564321},{"$f":"'Energy+Emissions Calculation'!AR22","v":16397803.347885516},{"$f":"'Energy+Emissions Calculation'!AS22","v":20451825.829194598},{"$f":"'Energy+Emissions Calculation'!AT22","v":24514967.731530163},{"$f":"'Energy+Emissions Calculation'!AU22","v":28579173.028440446},{"$f":"'Energy+Emissions Calculation'!AV22","v":32585115.327972405},{"$f":"'Energy+Emissions Calculation'!AW22","v":36541151.036886208},{"$f":"'Energy+Emissions Calculation'!AX22","v":40480397.618031301},{"$f":"'Energy+Emissions Calculation'!AY22","v":44421529.316955738},{"$f":"'Energy+Emissions Calculation'!AZ22","v":48367925.609795228},{"$f":"'Energy+Emissions Calculation'!BA22","v":52370416.589544125},{"$f":"'Energy+Emissions Calculation'!BB22","v":56526071.50402461},{"$f":"'Energy+Emissions Calculation'!BC22","v":60820252.088890016},{"$f":"'Energy+Emissions Calculation'!BD22","v":65244271.473033756},{"$f":"'Energy+Emissions Calculation'!BE22","v":69829882.008888766},{"$f":"'Energy+Emissions Calculation'!BF22","v":74596024.483806118},{"$f":"'Energy+Emissions Calculation'!BG22","v":79425022.127904952},{"$f":"'Energy+Emissions Calculation'!BH22","v":84281231.52019307},{"$f":"'Energy+Emissions Calculation'!BI22","v":89129232.546084553},{"$f":"'Energy+Emissions Calculation'!BJ22","v":93946381.254250258}]
[null,"MMbtu Savings (cumulative)","-",{"$f":"'Energy+Emissions Calculation'!C60","v":0},{"$f":"'Energy+Emissions Calculation'!D60","v":0},{"$f":"'Energy+Emissions Calculation'!E60","v":0},{"$f":"'Energy+Emissions Calculation'!F60","v":0},{"$f":"'Energy+Emissions Calculation'!G60","v":0},{"$f":"'Energy+Emissions Calculation'!H60","v":0},{"$f":"'Energy+Emissions Calculation'!I60","v":0},{"$f":"'Energy+Emissions Calculation'!J60","v":0},{"$f":"'Energy+Emissions Calculation'!K60","v":0},{"$f":"'Energy+Emissions Calculation'!L60","v":0},{"$f":"'Energy+Emissions Calculation'!M60","v":0},{"$f":"'Energy+Emissions Calculation'!N60","v":0},{"$f":"'Energy+Emissions Calculation'!O60","v":0},{"$f":"'Energy+Emissions Calculation'!P60","v":0},{"$f":"'Energy+Emissions Calculation'!Q60","v":0},{"$f":"'Energy+Emissions Calculation'!R60","v":0},{"$f":"'Energy+Emissions Calculation'!S60","v":0},{"$f":"'Energy+Emissions Calculation'!T60","v":0},{"$f":"'Energy+Emissions Calculation'!U60","v":0},{"$f":"'Energy+Emissions Calculation'!V60","v":0},{"$f":"'Energy+Emissions Calculation'!W60","v":0},{"$f":"'Energy+Emissions Calculation'!X60","v":0},{"$f":"'Energy+Emissions Calculation'!Y60","v":0},{"$f":"'Energy+Emissions Calculation'!Z60","v":0},{"$f":"'Energy+Emissions Calculation'!AA60","v":0},{"$f":"'Energy+Emissions Calculation'!AB60","v":0},{"$f":"'Energy+Emissions Calculation'!AC60","v":0},{"$f":"'Energy+Emissions Calculation'!AD60","v":0},null,null,null,"MMbtu Savings","-",{"$f":"'Energy+Emissions Calculation'!AI60","v":0},{"$f":"'Energy+Emissions Calculation'!AJ60","v":0},{"$f":"'Energy+Emissions Calculation'!AK60","v":0},{"$f":"'Energy+Emissions Calculation'!AL60","v":0},{"$f":"'Energy+Emissions Calculation'!AM60","v":0},{"$f":"'Energy+Emissions Calculation'!AN60","v":0},{"$f":"'Energy+Emissions Calculation'!AO60","v":7824072.781976793},{"$f":"'Energy+Emissions Calculation'!AP60","v":15540430.976786539},{"$f":"'Energy+Emissions Calculation'!AQ60","v":23248485.926301595},{"$f":"'Energy+Emissions Calculation'!AR60","v":30922613.822276719},{"$f":"'Energy+Emissions Calculation'!AS60","v":38567599.492416129},{"$f":"'Energy+Emissions Calculation'!AT60","v":46229782.364443012},{"$f":"'Energy+Emissions Calculation'!AU60","v":53893970.562371001},{"$f":"'Energy+Emissions Calculation'!AV60","v":61448287.692215309},{"$f":"'Energy+Emissions Calculation'!AW60","v":68908492.080484957},{"$f":"'Energy+Emissions Calculation'!AX60","v":76337035.904019773},{"$f":"'Energy+Emissions Calculation'!AY60","v":83769134.640847757},{"$f":"'Energy+Emissions Calculation'!AZ60","v":91211161.232103109},{"$f":"'Energy+Emissions Calculation'!BA60","v":98758969.939656675},{"$f":"'Energy+Emissions Calculation'!BB60","v":106595611.79789051},{"$f":"'Energy+Emissions Calculation'!BC60","v":114693482.29260126},{"$f":"'Energy+Emissions Calculation'!BD60","v":123036199.91494571},{"$f":"'Energy+Emissions Calculation'!BE60","v":131683642.5468207},{"$f":"'Energy+Emissions Calculation'!BF60","v":140671528.30487403},{"$f":"'Energy+Emissions Calculation'!BG60","v":149777944.94673526},{"$f":"'Energy+Emissions Calculation'!BH60","v":158935676.89972898},{"$f":"'Energy+Emissions Calculation'!BI60","v":168077929.69744748},{"$f":"'Energy+Emissions Calculation'!BJ60","v":177162001.87875554}]
[null,"$ / kWh","-",{"$f":"INDEX(ResElecPrice,2,MATCH(D7,'Energy Price Projections'!$E$122:$AH$122,0))/100","v":0.1121259698785765},{"$f":"INDEX(ResElecPrice,2,MATCH(E7,'Energy Price Projections'!$E$122:$AH$122,0))/100","v":0.11385068813962229},{"$f":"INDEX(ResElecPrice,2,MATCH(F7,'Energy Price Projections'!$E$122:$AH$122,0))/100","v":0.11400914366673254},{"$f":"INDEX(ResElecPrice,2,MATCH(G7,'Energy Price Projections'!$E$122:$AH$122,0))/100","v":0.11559034966490712},{"$f":"INDEX(ResElecPrice,2,MATCH(H7,'Energy Price Projections'!$E$122:$AH$122,0))/100","v":0.11620579727265731},{"$f":"INDEX(ResElecPrice,2,MATCH(I7,'Energy Price Projections'!$E$122:$AH$122,0))/100","v":0.11634681549527025},{"$f":"INDEX(ResElecPrice,2,MATCH(J7,'Energy Price Projections'!$E$122:$AH$122,0))/100","v":0.11568221037542083},{"$f":"INDEX(ResElecPrice,2,MATCH(K7,'Energy Price Projections'!$E$122:$AH$122,0))/100","v":0.1158758928718026},{"$f":"INDEX(ResElecPrice,2,MATCH(L7,'Energy Price Projections'!$E$122:$AH$122,0))/100","v":0.11611862288170617},{"$f":"INDEX(ResElecPrice,2,MATCH(M7,'Energy Price Projections'!$E$122:$AH$122,0))/100","v":0.11629036403392938},{"$f":"INDEX(ResElecPrice,2,MATCH(N7,'Energy Price Projections'!$E$122:$AH$122,0))/100","v":0.11613454019544475},{"$f":"INDEX(ResElecPrice,2,MATCH(O7,'Energy Price Projections'!$E$122:$AH$122,0))/100","v":0.1165618413428787},{"$f":"INDEX(ResElecPrice,2,MATCH(P7,'Energy Price Projections'!$E$122:$AH$122,0))/100","v":0.11697426079049347},{"$f":"INDEX(ResElecPrice,2,MATCH(Q7,'Energy Price Projections'!$E$122:$AH$122,0))/100","v":0.11758718412805587},{"$f":"INDEX(ResElecPrice,2,MATCH(R7,'Energy Price Projections'!$E$122:$AH$122,0))/100","v":0.11808198412773263},{"$f":"INDEX(ResElecPrice,2,MATCH(S7,'Energy Price Projections'!$E$122:$AH$122,0))/100","v":0.11865707530167073},{"$f":"INDEX(ResElecPrice,2,MATCH(T7,'Energy Price Projections'!$E$122:$AH$122,0))/100","v":0.11924016910671405},{"$f":"INDEX(ResElecPrice,2,MATCH(U7,'Energy Price Projections'!$E$122:$AH$122,0))/100","v":0.11957060169025299},{"$f":"INDEX(ResElecPrice,2,MATCH(V7,'Energy Price Projections'!$E$122:$AH$122,0))/100","v":0.12022306845915637},{"$f":"INDEX(ResElecPrice,2,MATCH(W7,'Energy Price Projections'!$E$122:$AH$122,0))/100","v":0.12080832812294616},{"$f":"INDEX(ResElecPrice,2,MATCH(X7,'Energy Price Projections'!$E$122:$AH$122,0))/100","v":0.12121595643672473},{"$f":"INDEX(ResElecPrice,2,MATCH(Y7,'Energy Price Projections'!$E$122:$AH$122,0))/100","v":0.12193960861187772},{"$f":"INDEX(ResElecPrice,2,MATCH(Z7,'Energy Price Projections'!$E$122:$AH$122,0))/100","v":0.12315212307598072},{"$f":"INDEX(ResElecPrice,2,MATCH(AA7,'Energy Price Projections'!$E$122:$AH$122,0))/100","v":0.12472629265525917},{"$f":"INDEX(ResElecPrice,2,MATCH(AB7,'Energy Price Projections'!$E$122:$AH$122,0))/100","v":0.12607173717011247},{"$f":"INDEX(ResElecPrice,2,MATCH(AC7,'Energy Price Projections'!$E$122:$AH$122,0))/100","v":0.1273196419786464},{"$f":"INDEX(ResElecPrice,2,MATCH(AD7,'Energy Price Projections'!$E$122:$AH$122,0))/100","v":0.12882689763887484},{"$f":"INDEX(ResElecPrice,2,MATCH(AE7,'Energy Price Projections'!$E$122:$AH$122,0))/100","v":0.12961417032215444},null,null,null,"$ / kWh","-",{"$f":"INDEX(ComElecPrice,2,MATCH(AK7,'Energy Price Projections'!$E$122:$AH$122,0))/100","v":9.6196775212271574E-2},{"$f":"INDEX(ComElecPrice,2,MATCH(AL7,'Energy Price Projections'!$E$122:$AH$122,0))/100","v":9.6458158585974105E-2},{"$f":"INDEX(ComElecPrice,2,MATCH(AM7,'Energy Price Projections'!$E$122:$AH$122,0))/100","v":9.6056654647247441E-2},{"$f":"INDEX(ComElecPrice,2,MATCH(AN7,'Energy Price Projections'!$E$122:$AH$122,0))/100","v":9.7624782731848561E-2},{"$f":"INDEX(ComElecPrice,2,MATCH(AO7,'Energy Price Projections'!$E$122:$AH$122,0))/100","v":9.855002786222683E-2},{"$f":"INDEX(ComElecPrice,2,MATCH(AP7,'Energy Price Projections'!$E$122:$AH$122,0))/100","v":9.8953983711625254E-2},{"$f":"INDEX(ComElecPrice,2,MATCH(AQ7,'Energy Price Projections'!$E$122:$AH$122,0))/100","v":9.8632964894916825E-2},{"$f":"INDEX(ComElecPrice,2,MATCH(AR7,'Energy Price Projections'!$E$122:$AH$122,0))/100","v":9.8661352225560842E-2},{"$f":"INDEX(ComElecPrice,2,MATCH(AS7,'Energy Price Projections'!$E$122:$AH$122,0))/100","v":9.915442628628561E-2},{"$f":"INDEX(ComElecPrice,2,MATCH(AT7,'Energy Price Projections'!$E$122:$AH$122,0))/100","v":9.9088756963863905E-2},{"$f":"INDEX(ComElecPrice,2,MATCH(AU7,'Energy Price Projections'!$E$122:$AH$122,0))/100","v":9.8996368947859292E-2},{"$f":"INDEX(ComElecPrice,2,MATCH(AV7,'Energy Price Projections'!$E$122:$AH$122,0))/100","v":9.8935616980551977E-2},{"$f":"INDEX(ComElecPrice,2,MATCH(AW7,'Energy Price Projections'!$E$122:$AH$122,0))/100","v":9.8445926712809051E-2},{"$f":"INDEX(ComElecPrice,2,MATCH(AX7,'Energy Price Projections'!$E$122:$AH$122,0))/100","v":9.8101659227561755E-2},{"$f":"INDEX(ComElecPrice,2,MATCH(AY7,'Energy Price Projections'!$E$122:$AH$122,0))/100","v":9.8213047556397037E-2},{"$f":"INDEX(ComElecPrice,2,MATCH(AZ7,'Energy Price Projections'!$E$122:$AH$122,0))/100","v":9.8445652678060172E-2},{"$f":"INDEX(ComElecPrice,2,MATCH(BA7,'Energy Price Projections'!$E$122:$AH$122,0))/100","v":9.8929343375909612E-2},{"$f":"INDEX(ComElecPrice,2,MATCH(BB7,'Energy Price Projections'!$E$122:$AH$122,0))/100","v":9.9270451075185576E-2},{"$f":"INDEX(ComElecPrice,2,MATCH(BC7,'Energy Price Projections'!$E$122:$AH$122,0))/100","v":9.9783609671490969E-2},{"$f":"INDEX(ComElecPrice,2,MATCH(BD7,'Energy Price Projections'!$E$122:$AH$122,0))/100","v":0.10029437751730583},{"$f":"INDEX(ComElecPrice,2,MATCH(BE7,'Energy Price Projections'!$E$122:$AH$122,0))/100","v":0.10088418713272244},{"$f":"INDEX(ComElecPrice,2,MATCH(BF7,'Energy Price Projections'!$E$122:$AH$122,0))/100","v":0.10136096793462436},{"$f":"INDEX(ComElecPrice,2,MATCH(BG7,'Energy Price Projections'!$E$122:$AH$122,0))/100","v":0.1026861603682865},{"$f":"INDEX(ComElecPrice,2,MATCH(BH7,'Energy Price Projections'!$E$122:$AH$122,0))/100","v":0.10436984899632},{"$f":"INDEX(ComElecPrice,2,MATCH(BI7,'Energy Price Projections'!$E$122:$AH$122,0))/100","v":0.1057688076635233},{"$f":"INDEX(ComElecPrice,2,MATCH(BJ7,'Energy Price Projections'!$E$122:$AH$122,0))/100","v":0.10720969386579723},{"$f":"INDEX(ComElecPrice,2,MATCH(BK7,'Energy Price Projections'!$E$122:$AH$122,0))/100","v":0.10914608616709483},{"$f":"INDEX(ComElecPrice,2,MATCH(BL7,'Energy Price Projections'!$E$122:$AH$122,0))/100","v":0.11002924801210576}]
[null,"$ / MMBtu","-",{"$f":"INDEX(ResGasPrice,2,MATCH(D7,'Energy Price Projections'!$AN$57:$BQ$57,0))","v":11.454487019531433},{"$f":"INDEX(ResGasPrice,2,MATCH(E7,'Energy Price Projections'!$AN$57:$BQ$57,0))","v":11.302351059662954},{"$f":"INDEX(ResGasPrice,2,MATCH(F7,'Energy Price Projections'!$AN$57:$BQ$57,0))","v":11.61636748360298},{"$f":"INDEX(ResGasPrice,2,MATCH(G7,'Energy Price Projections'!$AN$57:$BQ$57,0))","v":12.177429344754719},{"$f":"INDEX(ResGasPrice,2,MATCH(H7,'Energy Price Projections'!$AN$57:$BQ$57,0))","v":12.566142969846776},{"$f":"INDEX(ResGasPrice,2,MATCH(I7,'Energy Price Projections'!$AN$57:$BQ$57,0))","v":13.042754417432281},{"$f":"INDEX(ResGasPrice,2,MATCH(J7,'Energy Price Projections'!$AN$57:$BQ$57,0))","v":13.337884639807244},{"$f":"INDEX(ResGasPrice,2,MATCH(K7,'Energy Price Projections'!$AN$57:$BQ$57,0))","v":13.50397316140171},{"$f":"INDEX(ResGasPrice,2,MATCH(L7,'Energy Price Projections'!$AN$57:$BQ$57,0))","v":13.742153781478223},{"$f":"INDEX(ResGasPrice,2,MATCH(M7,'Energy Price Projections'!$AN$57:$BQ$57,0))","v":13.981965078732317},{"$f":"INDEX(ResGasPrice,2,MATCH(N7,'Energy Price Projections'!$AN$57:$BQ$57,0))","v":14.204268374999401},{"$f":"INDEX(ResGasPrice,2,MATCH(O7,'Energy Price Projections'!$AN$57:$BQ$57,0))","v":14.347116818749077},{"$f":"INDEX(ResGasPrice,2,MATCH(P7,'Energy Price Projections'!$AN$57:$BQ$57,0))","v":14.397648218335233},{"$f":"INDEX(ResGasPrice,2,MATCH(Q7,'Energy Price Projections'!$AN$57:$BQ$57,0))","v":14.502421549018843},{"$f":"INDEX(ResGasPrice,2,MATCH(R7,'Energy Price Projections'!$AN$57:$BQ$57,0))","v":14.584447351690553},{"$f":"INDEX(ResGasPrice,2,MATCH(S7,'Energy Price Projections'!$AN$57:$BQ$57,0))","v":14.717725018999461},{"$f":"INDEX(ResGasPrice,2,MATCH(T7,'Energy Price Projections'!$AN$57:$BQ$57,0))","v":14.864999735487466},{"$f":"INDEX(ResGasPrice,2,MATCH(U7,'Energy Price Projections'!$AN$57:$BQ$57,0))","v":14.99216243808141},{"$f":"INDEX(ResGasPrice,2,MATCH(V7,'Energy Price Projections'!$AN$57:$BQ$57,0))","v":15.158664002328379},{"$f":"INDEX(ResGasPrice,2,MATCH(W7,'Energy Price Projections'!$AN$57:$BQ$57,0))","v":15.36830682640166},{"$f":"INDEX(ResGasPrice,2,MATCH(X7,'Energy Price Projections'!$AN$57:$BQ$57,0))","v":15.594801849647212},{"$f":"INDEX(ResGasPrice,2,MATCH(Y7,'Energy Price Projections'!$AN$57:$BQ$57,0))","v":15.896246275719074},{"$f":"INDEX(ResGasPrice,2,MATCH(Z7,'Energy Price Projections'!$AN$57:$BQ$57,0))","v":16.260098593820942},{"$f":"INDEX(ResGasPrice,2,MATCH(AA7,'Energy Price Projections'!$AN$57:$BQ$57,0))","v":16.685851104980117},{"$f":"INDEX(ResGasPrice,2,MATCH(AB7,'Energy Price Projections'!$AN$57:$BQ$57,0))","v":17.101486159068159},{"$f":"INDEX(ResGasPrice,2,MATCH(AC7,'Energy Price Projections'!$AN$57:$BQ$57,0))","v":17.544269784712224},{"$f":"INDEX(ResGasPrice,2,MATCH(AD7,'Energy Price Projections'!$AN$57:$BQ$57,0))","v":17.782661395949052},{"$f":"INDEX(ResGasPrice,2,MATCH(AE7,'Energy Price Projections'!$AN$57:$BQ$57,0))","v":18.086454567872064},null,null,null,"$ / MMBtu","-",{"$f":"INDEX(ComGasPrice,2,MATCH(AK7,'Energy Price Projections'!$AN$57:$BQ$57,0))","v":10.150082408192441},{"$f":"INDEX(ComGasPrice,2,MATCH(AL7,'Energy Price Projections'!$AN$57:$BQ$57,0))","v":10.006516306988379},{"$f":"INDEX(ComGasPrice,2,MATCH(AM7,'Energy Price Projections'!$AN$57:$BQ$57,0))","v":10.100629812559514},{"$f":"INDEX(ComGasPrice,2,MATCH(AN7,'Energy Price Projections'!$AN$57:$BQ$57,0))","v":10.614030598362699},{"$f":"INDEX(ComGasPrice,2,MATCH(AO7,'Energy Price Projections'!$AN$57:$BQ$57,0))","v":10.967111526077693},{"$f":"INDEX(ComGasPrice,2,MATCH(AP7,'Energy Price Projections'!$AN$57:$BQ$57,0))","v":11.413361805862927},{"$f":"INDEX(ComGasPrice,2,MATCH(AQ7,'Energy Price Projections'!$AN$57:$BQ$57,0))","v":11.685983100089048},{"$f":"INDEX(ComGasPrice,2,MATCH(AR7,'Energy Price Projections'!$AN$57:$BQ$57,0))","v":11.83446631237085},{"$f":"INDEX(ComGasPrice,2,MATCH(AS7,'Energy Price Projections'!$AN$57:$BQ$57,0))","v":12.064036995643141},{"$f":"INDEX(ComGasPrice,2,MATCH(AT7,'Energy Price Projections'!$AN$57:$BQ$57,0))","v":12.280539588917978},{"$f":"INDEX(ComGasPrice,2,MATCH(AU7,'Energy Price Projections'!$AN$57:$BQ$57,0))","v":12.479573001709692},{"$f":"INDEX(ComGasPrice,2,MATCH(AV7,'Energy Price Projections'!$AN$57:$BQ$57,0))","v":12.607827275972884},{"$f":"INDEX(ComGasPrice,2,MATCH(AW7,'Energy Price Projections'!$AN$57:$BQ$57,0))","v":12.643884492021595},{"$f":"INDEX(ComGasPrice,2,MATCH(AX7,'Energy Price Projections'!$AN$57:$BQ$57,0))","v":12.724025709492009},{"$f":"INDEX(ComGasPrice,2,MATCH(AY7,'Energy Price Projections'!$AN$57:$BQ$57,0))","v":12.78199293569681},{"$f":"INDEX(ComGasPrice,2,MATCH(AZ7,'Energy Price Projections'!$AN$57:$BQ$57,0))","v":12.885739031083398},{"$f":"INDEX(ComGasPrice,2,MATCH(BA7,'Energy Price Projections'!$AN$57:$BQ$57,0))","v":13.003623380498512},{"$f":"INDEX(ComGasPrice,2,MATCH(BB7,'Energy Price Projections'!$AN$57:$BQ$57,0))","v":13.098587988051399},{"$f":"INDEX(ComGasPrice,2,MATCH(BC7,'Energy Price Projections'!$AN$57:$BQ$57,0))","v":13.22935727187345},{"$f":"INDEX(ComGasPrice,2,MATCH(BD7,'Energy Price Projections'!$AN$57:$BQ$57,0))","v":13.409031358177108},{"$f":"INDEX(ComGasPrice,2,MATCH(BE7,'Energy Price Projections'!$AN$57:$BQ$57,0))","v":13.60539210869594},{"$f":"INDEX(ComGasPrice,2,MATCH(BF7,'Energy Price Projections'!$AN$57:$BQ$57,0))","v":13.878400590512134},{"$f":"INDEX(ComGasPrice,2,MATCH(BG7,'Energy Price Projections'!$AN$57:$BQ$57,0))","v":14.217550973640794},{"$f":"INDEX(ComGasPrice,2,MATCH(BH7,'Energy Price Projections'!$AN$57:$BQ$57,0))","v":14.623005103161766},{"$f":"INDEX(ComGasPrice,2,MATCH(BI7,'Energy Price Projections'!$AN$57:$BQ$57,0))","v":15.025982286634971},{"$f":"INDEX(ComGasPrice,2,MATCH(BJ7,'Energy Price Projections'!$AN$57:$BQ$57,0))","v":15.450693539653521},{"$f":"INDEX(ComGasPrice,2,MATCH(BK7,'Energy Price Projections'!$AN$57:$BQ$57,0))","v":15.673026055973409},{"$f":"INDEX(ComGasPrice,2,MATCH(BL7,'Energy Price Projections'!$AN$57:$BQ$57,0))","v":15.953708264798685}]
[null,"$ Electricty (millions $)",{"$f":"NPV(IntRate,D12:AE12)*(1-IntRate)^(H7-D7)","v":0},{"$f":"D8*D10*1000/10^6","v":0},{"$f":"E8*E10*1000/10^6","v":0},0,0,0,0,0,0,0,0,0,0,0,0,0,0,0,0,0,0,0,0,0,0,0,0,0,0,null,null,null,"$ Electricty (millions $)",{"$f":"NPV(IntRate,AK12:BL12)*(1-IntRate)^(AO7-AK7)","v":32101.973870085232},{"$f":"AK8*AK10*1000/10^6","v":0},{"$f":"AL8*AL10*1000/10^6","v":0},0,0,0,0,409.22715738376786,813.05439032075594,1222.4082082618586,1624.8379506798617,2024.6564954443065,2425.4034577772595,2813.5031734705371,3196.6538797955482,3588.8178045511922,3985.1191641744836,4394.5927270801494,4801.5057928553924,5225.709207304446,5669.2471549948677,6135.8016931949333,6613.2225086961016,7170.5624624632756,7785.5758111006335,8400.6898891174606,9035.7650299122797,9728.1068954819766,10336.849682863745]
[null,"$ Gas/Oil (millions $)",{"$f":"NPV(IntRate,D13:AE13)*(1-IntRate)^(H7-D7)","v":0},{"$f":"IFERROR(D9*D11/10^6,0)","v":0},{"$f":"IFERROR(E9*E11/10^6,0)","v":0},0,0,0,0,0,0,0,0,0,0,0,0,0,0,0,0,0,0,0,0,0,0,0,0,0,0,null,null,null,"$ Gas/Oil (millions $)",{"$f":"NPV(IntRate,AK13:BL13)*(1-IntRate)^(AO7-AK7)","v":8177.9461200825181},{"$f":"AK9*AK11/10^6","v":0},{"$f":"AL9*AL11/10^6","v":0},0,0,0,0,91.431982304047509,183.91270687450472,280.47059430759134,379.74638323729152,481.30717336630875,582.85711105671476,681.42913860703106,781.86959240000908,880.78785898227818,983.65912306564235,1089.3022777798558,1194.7374208910453,1306.5176971339286,1429.3439012419876,1560.4497989026147,1707.5456695539515,1872.2189003041169,2057.0404762717376,2250.5607476982318,2455.6664362951019,2634.2897715821614,2826.3908935813824]
[null,"Total Savings (millions $)",{"$f":"C13+C12","v":0},{"$f":"D13+D12","v":0},0,0,0,0,0,0,0,0,0,0,0,0,0,0,0,0,0,0,0,0,0,0,0,0,0,0,0,null,null,null,"Total Savings (millions $)",{"$f":"AJ13+AJ12","v":40279.919990167749},{"$f":"AK13+AK12","v":0},{"$f":"AL13+AL12","v":0},{"$f":"AM13+AM12","v":0},{"$f":"AN13+AN12","v":0},{"$f":"AO13+AO12","v":0},{"$f":"AP13+AP12","v":0},{"$f":"AQ13+AQ12","v":500.65913968781535},{"$f":"AR13+AR12","v":996.96709719526064},{"$f":"AS13+AS12","v":1502.8788025694498},{"$f":"AT13+AT12","v":2004.5843339171533},{"$f":"AU13+AU12","v":2505.9636688106152},{"$f":"AV13+AV12","v":3008.2605688339745},{"$f":"AW13+AW12","v":3494.932312077568},{"$f":"AX13+AX12","v":3978.5234721955571},{"$f":"AY13+AY12","v":4469.6056635334708},{"$f":"AZ13+AZ12","v":4968.7782872401258},{"$f":"BA13+BA12","v":5483.8950048600054},{"$f":"BB13+BB12","v":5996.2432137464375},{"$f":"BC13+BC12","v":6532.2269044383747},{"$f":"BD13+BD12","v":7098.5910562368554},{"$f":"BE13+BE12","v":7696.2514920975482},{"$f":"BF13+BF12","v":8320.7681782500531},{"$f":"BG13+BG12","v":9042.7813627673931},{"$f":"BH13+BH12","v":9842.6162873723715},{"$f":"BI13+BI12","v":10651.250636815692},{"$f":"BJ13+BJ12","v":11491.431466207381},{"$f":"BK13+BK12","v":12362.396667064138},{"$f":"BL13+BL12","v":13163.240576445129}]
[]
[null,"Projected Costs",null,null,null,null,null,null,null,null,null,null,null,null,null,null,null,null,null,null,null,null,null,null,null,null,null,null,null,null,null,null,null,null,"Projected Costs"]
[null,null,"NPV",2013,2014,2015,2016,2017,2018,2019,2020,2021,2022,2023,2024,2025,2026,2027,2028,2029,2030,2031,2032,2033,2034,2035,2036,2037,2038,2039,2040,null,null,null,null,"NPV",2013,2014,2015,2016,2017,2018,2019,2020,2021,2022,2023,2024,2025,2026,2027,2028,2029,2030,2031,2032,2033,2034,2035,2036,2037,2038,2039,2040]
[null,"Base Code","-",{"$f":"IF(ResCodeBaselineInput=\"IECC 2006 (default)\",\"IECC 2006\",ResCodeBaselineInput)","v":"IECC 2009"},"IECC 2009","IECC 2009","IECC 2009","IECC 2009","IECC 2009","IECC 2009","IECC 2009","IECC 2009","IECC 2009","IECC 2009","IECC 2009","IECC 2009","IECC 2009","IECC 2009","IECC 2009","IECC 2009","IECC 2009","IECC 2009","IECC 2009","IECC 2009","IECC 2009","IECC 2009","IECC 2009","IECC 2009","IECC 2009","IECC 2009","IECC 2009",null,null,null,"Base Code","-",{"$f":"IF(ComCodeBaselineInput=\"ASHRAE 90.1 2004 (default)\",\"ASHRAE 90.1 2004\",ComCodeBaselineInput)","v":"ASHRAE 90.1 2007"},"ASHRAE 90.1 2007","ASHRAE 90.1 2007","ASHRAE 90.1 2007","ASHRAE 90.1 2007","ASHRAE 90.1 2007","ASHRAE 90.1 2007","ASHRAE 90.1 2007","ASHRAE 90.1 2007","ASHRAE 90.1 2007","ASHRAE 90.1 2007","ASHRAE 90.1 2007","ASHRAE 90.1 2007","ASHRAE 90.1 2007","ASHRAE 90.1 2007","ASHRAE 90.1 2007","ASHRAE 90.1 2007","ASHRAE 90.1 2007","ASHRAE 90.1 2007","ASHRAE 90.1 2007","ASHRAE 90.1 2007","ASHRAE 90.1 2007","ASHRAE 90.1 2007","ASHRAE 90.1 2007","ASHRAE 90.1 2007","ASHRAE 90.1 2007","ASHRAE 90.1 2007","ASHRAE 90.1 2007"]
[null,"Base Cost","-",{"$f":"HLOOKUP(D18,$C$30:$J$31,2,FALSE)","v":994.08253621903941},994.08253621903941,994.08253621903941,994.08253621903941,994.08253621903941,994.08253621903941,994.08253621903941,994.08253621903941,994.08253621903941,994.08253621903941,994.08253621903941,994.08253621903941,994.08253621903941,994.08253621903941,994.08253621903941,994.08253621903941,994.08253621903941,994.08253621903941,994.08253621903941,994.08253621903941,994.08253621903941,994.08253621903941,994.08253621903941,994.08253621903941,994.08253621903941,994.08253621903941,994.08253621903941,994.08253621903941,null,null,null,"Base Cost","-",{"$f":"HLOOKUP(AK18,$AJ$30:$AQ$31,2,FALSE)","v":0.21928866578882686},{"$f":"HLOOKUP(AL18,$AJ$30:$AQ$31,2,FALSE)","v":0.21928866578882686},0.21928866578882686,0.21928866578882686,0.21928866578882686,0.21928866578882686,0.21928866578882686,0.21928866578882686,0.21928866578882686,0.21928866578882686,0.21928866578882686,0.21928866578882686,0.21928866578882686,0.21928866578882686,0.21928866578882686,0.21928866578882686,0.21928866578882686,0.21928866578882686,0.21928866578882686,0.21928866578882686,0.21928866578882686,0.21928866578882686,0.21928866578882686,0.21928866578882686,0.21928866578882686,0.21928866578882686,0.21928866578882686,0.21928866578882686]
[null,"Upgrade Code","-",{"$f":"IF(ResCodeBaselineInput=\"IECC 2006 (default)\",\"IECC 2006\",ResCodeBaselineInput)","v":"IECC 2009"},{"$f":"IFERROR(INDEX(ResCodeTable,MATCH(E17,ResCodeDate,0),1),D20)","v":"IECC 2009"},"IECC 2009","IECC 2009","IECC 2009","IECC 2009","IECC 2009","IECC 2009","IECC 2009","IECC 2009","IECC 2009","IECC 2009","IECC 2009","IECC 2009","IECC 2009","IECC 2009","IECC 2009","IECC 2009","IECC 2009","IECC 2009","IECC 2009","IECC 2009","IECC 2009","IECC 2009","IECC 2009","IECC 2009","IECC 2009","IECC 2009",null,null,null,"Upgrade Code","-",{"$f":"IF(ComCodeBaselineInput=\"ASHRAE 90.1 2004 (default)\",\"ASHRAE 90.1 2004\",ComCodeBaselineInput)","v":"ASHRAE 90.1 2007"},{"$f":"IFERROR(INDEX(ComCodeTable,MATCH(AL17,ComCodeDate,0),1),AK20)","v":"ASHRAE 90.1 2007"},"ASHRAE 90.1 2007","ASHRAE 90.1 2007","ASHRAE 90.1 2007","ASHRAE 90.1 2007","ASHRAE 90.1 2010","ASHRAE 90.1 2010","ASHRAE 90.1 2010","ASHRAE 90.1 2010","ASHRAE 90.1 2010","ASHRAE 90.1 2010","ASHRAE 90.1 2010","ASHRAE 90.1 2010","ASHRAE 90.1 2010","ASHRAE 90.1 2010","ASHRAE 90.1 2010","ASHRAE 90.1 2010","ASHRAE 90.1 2010","ASHRAE 90.1 2010","ASHRAE 90.1 2010","ASHRAE 90.1 2010","ASHRAE 90.1 2010","ASHRAE 90.1 2010","ASHRAE 90.1 2010","ASHRAE 90.1 2010","ASHRAE 90.1 2010","ASHRAE 90.1 2010"]
[null,"Upgrade Cost","-",{"$f":"HLOOKUP(D20,$C$30:$K$31,2,FALSE)","v":994.08253621903941},{"$f":"HLOOKUP(E20,$C$30:$K$31,2,FALSE)","v":994.08253621903941},994.08253621903941,994.08253621903941,994.08253621903941,994.08253621903941,994.08253621903941,994.08253621903941,994.08253621903941,994.08253621903941,994.08253621903941,994.08253621903941,994.08253621903941,994.08253621903941,994.08253621903941,994.08253621903941,994.08253621903941,994.08253621903941,994.08253621903941,994.08253621903941,994.08253621903941,994.08253621903941,994.08253621903941,994.08253621903941,994.08253621903941,994.08253621903941,994.08253621903941,994.08253621903941,null,null,null,"Upgrade Cost","-",{"$f":"HLOOKUP(AK20,$AJ$30:$AQ$31,2,FALSE)","v":0.21928866578882686},{"$f":"HLOOKUP(AL20,$AJ$30:$AQ$31,2,FALSE)","v":0.21928866578882686},{"$f":"HLOOKUP(AM20,$AJ$30:$AQ$31,2,FALSE)","v":0.21928866578882686},{"$f":"HLOOKUP(AN20,$AJ$30:$AQ$31,2,FALSE)","v":0.21928866578882686},{"$f":"HLOOKUP(AO20,$AJ$30:$AQ$31,2,FALSE)","v":0.21928866578882686},{"$f":"HLOOKUP(AP20,$AJ$30:$AQ$31,2,FALSE)","v":0.21928866578882686},{"$f":"HLOOKUP(AQ20,$AJ$30:$AQ$31,2,FALSE)","v":1.6071722571153859},{"$f":"HLOOKUP(AR20,$AJ$30:$AQ$31,2,FALSE)","v":1.6071722571153859},{"$f":"HLOOKUP(AS20,$AJ$30:$AQ$31,2,FALSE)","v":1.6071722571153859},{"$f":"HLOOKUP(AT20,$AJ$30:$AQ$31,2,FALSE)","v":1.6071722571153859},{"$f":"HLOOKUP(AU20,$AJ$30:$AQ$31,2,FALSE)","v":1.6071722571153859},{"$f":"HLOOKUP(AV20,$AJ$30:$AQ$31,2,FALSE)","v":1.6071722571153859},{"$f":"HLOOKUP(AW20,$AJ$30:$AQ$31,2,FALSE)","v":1.6071722571153859},{"$f":"HLOOKUP(AX20,$AJ$30:$AQ$31,2,FALSE)","v":1.6071722571153859},{"$f":"HLOOKUP(AY20,$AJ$30:$AQ$31,2,FALSE)","v":1.6071722571153859},{"$f":"HLOOKUP(AZ20,$AJ$30:$AQ$31,2,FALSE)","v":1.6071722571153859},{"$f":"HLOOKUP(BA20,$AJ$30:$AQ$31,2,FALSE)","v":1.6071722571153859},{"$f":"HLOOKUP(BB20,$AJ$30:$AQ$31,2,FALSE)","v":1.6071722571153859},{"$f":"HLOOKUP(BC20,$AJ$30:$AQ$31,2,FALSE)","v":1.6071722571153859},{"$f":"HLOOKUP(BD20,$AJ$30:$AQ$31,2,FALSE)","v":1.6071722571153859},{"$f":"HLOOKUP(BE20,$AJ$30:$AQ$31,2,FALSE)","v":1.6071722571153859},{"$f":"HLOOKUP(BF20,$AJ$30:$AQ$31,2,FALSE)","v":1.6071722571153859},{"$f":"HLOOKUP(BG20,$AJ$30:$AQ$31,2,FALSE)","v":1.6071722571153859},{"$f":"HLOOKUP(BH20,$AJ$30:$AQ$31,2,FALSE)","v":1.6071722571153859},{"$f":"HLOOKUP(BI20,$AJ$30:$AQ$31,2,FALSE)","v":1.6071722571153859},{"$f":"HLOOKUP(BJ20,$AJ$30:$AQ$31,2,FALSE)","v":1.6071722571153859},{"$f":"HLOOKUP(BK20,$AJ$30:$AQ$31,2,FALSE)","v":1.6071722571153859},{"$f":"HLOOKUP(BL20,$AJ$30:$AQ$31,2,FALSE)","v":1.6071722571153859}]
[null,"Incremental Cost Per home","-",{"$f":"D21-D19","v":0},{"$f":"E21-E19","v":0},0,0,0,0,0,0,0,0,0,0,0,0,0,0,0,0,0,0,0,0,0,0,0,0,0,0,null,null,null,"Incremental Cost Per Sq.ft.","-",{"$f":"AK21-AK19","v":0},{"$f":"AL21-AL19","v":0},{"$f":"AM21-AM19","v":0},{"$f":"AN21-AN19","v":0},{"$f":"AO21-AO19","v":0},{"$f":"AP21-AP19","v":0},{"$f":"AQ21-AQ19","v":1.387883591326559},{"$f":"AR21-AR19","v":1.387883591326559},{"$f":"AS21-AS19","v":1.387883591326559},{"$f":"AT21-AT19","v":1.387883591326559},{"$f":"AU21-AU19","v":1.387883591326559},{"$f":"AV21-AV19","v":1.387883591326559},{"$f":"AW21-AW19","v":1.387883591326559},{"$f":"AX21-AX19","v":1.387883591326559},{"$f":"AY21-AY19","v":1.387883591326559},{"$f":"AZ21-AZ19","v":1.387883591326559},{"$f":"BA21-BA19","v":1.387883591326559},{"$f":"BB21-BB19","v":1.387883591326559},{"$f":"BC21-BC19","v":1.387883591326559},{"$f":"BD21-BD19","v":1.387883591326559},{"$f":"BE21-BE19","v":1.387883591326559},{"$f":"BF21-BF19","v":1.387883591326559},{"$f":"BG21-BG19","v":1.387883591326559},{"$f":"BH21-BH19","v":1.387883591326559},{"$f":"BI21-BI19","v":1.387883591326559},{"$f":"BJ21-BJ19","v":1.387883591326559},{"$f":"BK21-BK19","v":1.387883591326559},{"$f":"BL21-BL19","v":1.387883591326559}]
[null,"Building Projection","-",{"$f":"'Energy+Emissions Calculation'!C20","v":"-"},{"$f":"'Energy+Emissions Calculation'!D20","v":"-"},{"$f":"'Energy+Emissions Calculation'!E20","v":"-"},{"$f":"'Energy+Emissions Calculation'!F20","v":"-"},{"$f":"'Energy+Emissions Calculation'!G20","v":1853483.1582825284},{"$f":"'Energy+Emissions Calculation'!H20","v":1823988.9862302023},{"$f":"'Energy+Emissions Calculation'!I20","v":1806189.7709549621},{"$f":"'Energy+Emissions Calculation'!J20","v":1782731.2831545018},{"$f":"'Energy+Emissions Calculation'!K20","v":1750191.262857866},{"$f":"'Energy+Emissions Calculation'!L20","v":1754654.1623113279},{"$f":"'Energy+Emissions Calculation'!M20","v":1790121.1876525409},{"$f":"'Energy+Emissions Calculation'!N20","v":1832686.5503344228},{"$f":"'Energy+Emissions Calculation'!O20","v":1859979.4860649197},{"$f":"'Energy+Emissions Calculation'!P20","v":1863973.9099223861},{"$f":"'Energy+Emissions Calculation'!Q20","v":1845708.3210988997},{"$f":"'Energy+Emissions Calculation'!R20","v":1820371.7721518879},{"$f":"'Energy+Emissions Calculation'!S20","v":1807567.9698838831},{"$f":"'Energy+Emissions Calculation'!T20","v":1815788.9151221898},{"$f":"'Energy+Emissions Calculation'!U20","v":1798043.5008336254},{"$f":"'Energy+Emissions Calculation'!V20","v":1771416.945259226},{"$f":"'Energy+Emissions Calculation'!W20","v":1799819.4669526971},{"$f":"'Energy+Emissions Calculation'!X20","v":1818758.3602584503},{"$f":"'Energy+Emissions Calculation'!Y20","v":1831350.171803012},{"$f":"'Energy+Emissions Calculation'!Z20","v":1842344.9062590173},{"$f":"'Energy+Emissions Calculation'!AA20","v":1839373.0106849547},{"$f":"'Energy+Emissions Calculation'!AB20","v":1832798.8514898866},{"$f":"'Energy+Emissions Calculation'!AC20","v":1836617.8109221782},{"$f":"'Energy+Emissions Calculation'!AD20","v":1835040.4784647247},null,null,null,"Building Projection (sq.ft.)","-",{"$f":"'Energy+Emissions Calculation'!AI20*1000","v":{"$error":"#VALUE!"}},{"$f":"'Energy+Emissions Calculation'!AJ20*1000","v":{"$error":"#VALUE!"}},{"$f":"'Energy+Emissions Calculation'!AK20*1000","v":{"$error":"#VALUE!"}},{"$f":"'Energy+Emissions Calculation'!AL20*1000","v":{"$error":"#VALUE!"}},{"$f":"'Energy+Emissions Calculation'!AM20*1000","v":1921684507.5843325},{"$f":"'Energy+Emissions Calculation'!AN20*1000","v":1990972613.9385056},{"$f":"'Energy+Emissions Calculation'!AO20*1000","v":2023100807.0969882},{"$f":"'Energy+Emissions Calculation'!AP20*1000","v":1995248629.0426431},{"$f":"'Energy+Emissions Calculation'!AQ20*1000","v":1993101626.7427785},{"$f":"'Energy+Emissions Calculation'!AR20*1000","v":1984328977.0868127},{"$f":"'Energy+Emissions Calculation'!AS20*1000","v":1976793558.8651607},{"$f":"'Energy+Emissions Calculation'!AT20*1000","v":1981240305.9734585},{"$f":"'Energy+Emissions Calculation'!AU20*1000","v":1981758830.8596733},{"$f":"'Energy+Emissions Calculation'!AV20*1000","v":1953349043.1812246},{"$f":"'Energy+Emissions Calculation'!AW20*1000","v":1929013947.0307384},{"$f":"'Energy+Emissions Calculation'!AX20*1000","v":1920827352.1647332},{"$f":"'Energy+Emissions Calculation'!AY20*1000","v":1921746559.8655007},{"$f":"'Energy+Emissions Calculation'!AZ20*1000","v":1924313643.6419997},{"$f":"'Energy+Emissions Calculation'!BA20*1000","v":1951666135.2180369},{"$f":"'Energy+Emissions Calculation'!BB20*1000","v":2026350841.8332007},{"$f":"'Energy+Emissions Calculation'!BC20*1000","v":2093897742.2800767},{"$f":"'Energy+Emissions Calculation'!BD20*1000","v":2157208812.5288343},{"$f":"'Energy+Emissions Calculation'!BE20*1000","v":2236002738.6466985},{"$f":"'Energy+Emissions Calculation'!BF20*1000","v":2324032436.5463109},{"$f":"'Energy+Emissions Calculation'!BG20*1000","v":2354681426.3218255},{"$f":"'Energy+Emissions Calculation'!BH20*1000","v":2367950225.0998359},{"$f":"'Energy+Emissions Calculation'!BI20*1000","v":2363947719.9592104},{"$f":"'Energy+Emissions Calculation'!BJ20*1000","v":2348903732.6015701}]
[null,"Total Cost (millions $)",{"$f":"NPV(IntRate,D24:AE24)*(1-IntRate)^(H7-D7)","v":0},{"$f":"IFERROR(D23*D22/10^6,0)","v":0},{"$f":"IFERROR(E23*E22/10^6,0)","v":0},0,0,0,0,0,0,0,0,0,0,0,0,0,0,0,0,0,0,0,0,0,0,0,0,0,0,null,null,null,"Total Cost (millions $)",{"$f":"NPV(IntRate,AK24:BL24)*(1-IntRate)^(AO7-AK7)","v":22722.985606806589},{"$f":"IFERROR(AK23*AK22/10^6,0)","v":0},{"$f":"IFERROR(AL23*AL22/10^6,0)","v":0},0,0,0,0,2807.8284137694282,2769.172832865097,2766.1930436025746,2754.0176270926027,2743.5593437889893,2749.7309111353738,2750.4505633166459,2711.0210851646557,2677.2468045240416,2665.8847638406751,2667.1605171255915,2670.7233305765549,2708.6854048168348,2812.3390836510589,2906.0863184262466,2993.9547139738202,3103.3115111290012,3225.4864843933074,3268.0237143934792,3286.4392624940938,3280.8842512852198,3260.0049480834264]
[]
[]
[null,"Per Home Residential Incremental Cost",null,null,null,"% savings vs previous code",null,null,null,null,null,null,null,null,null,null,null,null,null,null,null,null,null,null,null,null,null,null,null,null,null,null,null,null,"Per sq. ft. Commercial Incremental Cost",null,null,null,"% savings vs previous code"]
[null,null,null,{"$f":"'PNNL Energy Code Savings'!D7","v":0.1145868811285909},{"$f":"'PNNL Energy Code Savings'!E7","v":0.20736232433171226},{"$f":"'PNNL Energy Code Savings'!F7","v":8.9999999999999993E-3},{"$f":"'PNNL Energy Code Savings'!G7","v":5.0000000000000001E-3},{"$f":"'PNNL Energy Code Savings'!H7","v":0.05},{"$f":"'PNNL Energy Code Savings'!I7","v":0.05},{"$f":"'PNNL Energy Code Savings'!J7","v":0.05},{"$f":"'PNNL Energy Code Savings'!K7","v":0.5},null,null,null,null,null,null,null,null,null,null,null,null,null,null,null,null,null,null,null,null,null,null,null,null,null,null,null,{"$f":"'PNNL Energy Code Savings'!S7","v":8.6999999999999994E-2},{"$f":"'PNNL Energy Code Savings'!T7","v":0.13933253257440648},{"$f":"'PNNL Energy Code Savings'!U7","v":0.05},{"$f":"'PNNL Energy Code Savings'!V7","v":0.05},{"$f":"'PNNL Energy Code Savings'!X7","v":0.4}]
[null,"Residential cost estimates from PNNL state-level reports (http://www.energycodes.gov/development/residential/iecc_analysis) and similar state-level aggregation",null,null,null,null,null,null,null,null,null,null,null,null,null,null,null,null,null,null,null,null,null,null,null,null,null,null,null,null,null,null,null,null,"Residential cost estimates from PNNL state-level reports (http://www.energycodes.gov/development/residential/iecc_analysis) and similar state-level aggregation"]
[null,"Added cost ($)","IECC 2006","IECC 2009","IECC 2012","IECC 2015","IECC 2018","IECC 2021*","IECC 2024*","IECC 2027*","PassiveHouse*","% energy Δ 2006-12","$/% energy change*100",null,null,null,null,null,null,null,null,null,null,null,null,null,null,null,null,null,null,null,null,null,"Added cost ($)","ASHRAE 90.1 2004","ASHRAE 90.1 2007","ASHRAE 90.1 2010","ASHRAE 90.1 2013","ASHRAE 90.1 2016","ASHRAE 90.1 2019*","ASHRAE 90.1 2022*","ASHRAE 90.1 2025*","% energy Δ 2006-12","$/% energy change*100"]
[null,{"$f":"StateInput","v":"Nationwide"},{"$f":"INDEX(C32:C83,MATCH($B$31,$B$32:$B$83,0))","v":0},{"$f":"INDEX(D32:D83,MATCH($B$31,$B$32:$B$83,0))","v":994.08253621903941},2860.3634049730363,2948.7715208678733,2997.8871408094501,3489.0433402252133,3980.1995396409757,4471.3557390567403,4609.3784359545243,null,null,null,null,null,null,null,null,null,null,null,null,null,null,null,null,null,null,null,null,null,null,null,{"$f":"StateInput","v":"Nationwide"},{"$f":"INDEX(AJ32:AJ83,MATCH($B$31,$B$32:$B$82,0))","v":0},{"$f":"INDEX(AK32:AK83,MATCH($B$31,$B$32:$B$82,0))","v":0.21928866578882686},1.6071722571153859,2.3032459059546948,3.4180241168867522,3.818066443805896,4.2181087707250393,7.4184473860781805]
[null,"Nationwide",0,{"$f":"SUMPRODUCT(D33:D83,'Building Growth Projections'!$D$20:$D$70)/'Building Growth Projections'!$D$19","v":994.08253621903941},{"$f":"SUMPRODUCT(E33:E83,'Building Growth Projections'!$D$20:$D$70)/'Building Growth Projections'!$D$19","v":2860.3634049730363},{"$f":"SUMPRODUCT(F33:F83,'Building Growth Projections'!$D$20:$D$70)/'Building Growth Projections'!$D$19","v":2948.7715208678733},{"$f":"SUMPRODUCT(G33:G83,'Building Growth Projections'!$D$20:$D$70)/'Building Growth Projections'!$D$19","v":2997.8871408094501},{"$f":"SUMPRODUCT(H33:H83,'Building Growth Projections'!$D$20:$D$70)/'Building Growth Projections'!$D$19","v":3489.0433402252133},{"$f":"SUMPRODUCT(I33:I83,'Building Growth Projections'!$D$20:$D$70)/'Building Growth Projections'!$D$19","v":3980.1995396409757},{"$f":"SUMPRODUCT(J33:J83,'Building Growth Projections'!$D$20:$D$70)/'Building Growth Projections'!$D$19","v":4471.3557390567403},{"$f":"SUMPRODUCT(K33:K83,'Building Growth Projections'!$D$20:$D$70)/'Building Growth Projections'!$D$19","v":4609.3784359545243},{"$f":"-('PNNL Energy Code Savings'!C10-'PNNL Energy Code Savings'!E10)/'PNNL Energy Code Savings'!C10","v":-0.29818820345155694},{"$f":"-E32/L32","v":9592.4767373895302},null,null,null,null,null,null,null,null,null,null,null,null,null,null,null,null,null,null,null,null,null,"Nationwide",0,{"$f":"SUMPRODUCT(AK33:AK83,'Building Growth Projections'!$AK$20:$AK$70)/'Building Growth Projections'!$AK$19","v":0.21928866578882686},{"$f":"SUMPRODUCT(AL33:AL83,'Building Growth Projections'!$AK$20:$AK$70)/'Building Growth Projections'!$AK$19","v":1.6071722571153859},{"$f":"SUMPRODUCT(AM33:AM83,'Building Growth Projections'!$AK$20:$AK$70)/'Building Growth Projections'!$AK$19","v":2.3032459059546948},{"$f":"SUMPRODUCT(AN33:AN83,'Building Growth Projections'!$AK$20:$AK$70)/'Building Growth Projections'!$AK$19","v":3.4180241168867522},{"$f":"SUMPRODUCT(AO33:AO83,'Building Growth Projections'!$AK$20:$AK$70)/'Building Growth Projections'!$AK$19","v":3.818066443805896},{"$f":"SUMPRODUCT(AP33:AP83,'Building Growth Projections'!$AK$20:$AK$70)/'Building Growth Projections'!$AK$19","v":4.2181087707250393},{"$f":"SUMPRODUCT(AQ33:AQ83,'Building Growth Projections'!$AK$20:$AK$70)/'Building Growth Projections'!$AK$19","v":7.4184473860781805},{"$f":"-('PNNL Energy Code Savings'!P10-'PNNL Energy Code Savings'!R10)/'PNNL Energy Code Savings'!P10","v":-0.20341055616978998},{"$f":"-AL32/AR32","v":7.9011251302702998}]
[null,"Alabama",0,1179.7691957906932,3055.20933867542,{"$f":"E33+F$28*$M33","v":3143.1128848712438},3191.9481883133681,3680.3012227346117,4168.6542571558557,4657.0072915770997,{"$f":"J33+(K$28-SUM($D$28:$J$28))*$M33","v":4794.2422545669078},{"$f":"-('PNNL Energy Code Savings'!C11-'PNNL Energy Code Savings'!E11)/'PNNL Energy Code Savings'!C11","v":-0.31280744905130009},{"$f":"-E33/L33","v":9767.0606884248755},null,null,null,null,null,null,null,null,null,null,null,null,null,null,null,null,null,null,null,null,null,"Alabama",0,0.18617643741563841,1.5103724963401766,{"$f":"AL33+AM$28*$AS33","v":2.1204000665513494},{"$f":"AM33+AN$28*$AS33","v":3.0973734722724329},3.4479640298650609,3.7985545874576889,6.6032790481987131,{"$f":"-('PNNL Energy Code Savings'!P11-'PNNL Energy Code Savings'!R11)/'PNNL Energy Code Savings'!P11","v":-0.21540404663367574},{"$f":"-AL33/AR33","v":7.0118111518525605}]
[null,"Alaska",0,883.82782376237628,4503.8589411598305,4615.5769873626768,4677.6425685864806,5298.2983808245162,5918.9541930625519,6539.6100053005875,{"$f":"J34+(K$28-SUM($D$28:$J$28))*$M34","v":6714.0241512530938},{"$f":"-('PNNL Energy Code Savings'!C12-'PNNL Energy Code Savings'!E12)/'PNNL Energy Code Savings'!C12","v":-0.36283064239093094},12413.116244760715,null,null,null,null,null,null,null,null,null,null,null,null,null,null,null,null,null,null,null,null,null,"Alaska",0,0.40634753558250275,2.3635454384645875,{"$f":"AL34+AM$28*$AS34","v":3.3727491950375166},4.9890125891399428,5.5690147480899022,6.1490169070398615,10.789034178639536,{"$f":"-('PNNL Energy Code Savings'!P12-'PNNL Energy Code Savings'!R12)/'PNNL Energy Code Savings'!P12","v":-0.20375315867302712},11.600043178999188]
[null,"Arizona",0,1304.4859780219786,3101.6500233516485,3201.4439784940764,3256.8850646843139,3811.2959265866898,4365.7067884890657,4920.1176503914421,5075.9159126147733,{"$f":"-('PNNL Energy Code Savings'!C13-'PNNL Energy Code Savings'!E13)/'PNNL Energy Code Savings'!C13","v":-0.27972486079266295},11088.21723804752,null,null,null,null,null,null,null,null,null,null,null,null,null,null,null,null,null,null,null,null,null,"Arizona",0,0.21749225311341805,1.5661876117120002,{"$f":"AL35+AM$28*$AS35","v":2.2249447727906131},3.2799597567516399,3.6585558263370497,4.0371518959224595,7.0659204526057371,{"$f":"-('PNNL Energy Code Savings'!P13-'PNNL Energy Code Savings'!R13)/'PNNL Energy Code Savings'!P13","v":-0.20684150438052484},7.5719213917081936]
[null,"Arkansas",0,946.38978294080175,2694.4643033099937,2765.3846373310776,2804.7848228983462,3198.7866785710339,3592.7885342437216,3986.7903899164094,4097.5111723627342,{"$f":"-('PNNL Energy Code Savings'!C14-'PNNL Energy Code Savings'!E14)/'PNNL Energy Code Savings'!C14","v":-0.34193548387096773},7880.0371134537554,null,null,null,null,null,null,null,null,null,null,null,null,null,null,null,null,null,null,null,null,null,"Arkansas",0,0.24892466634495369,1.8658827955419275,{"$f":"AL36+AM$28*$AS36","v":2.5953002961322853},3.7634794646535292,4.1826849247629303,4.6018903848723314,7.9555340657475409,{"$f":"-('PNNL Energy Code Savings'!P14-'PNNL Energy Code Savings'!R14)/'PNNL Energy Code Savings'!P14","v":-0.22254991562550056},8.3841092021880232]
[null,"California",0,1439.9787771863475,3875.38888686884,4002.5396829852484,4073.1790141610309,4779.5723259188553,5485.9656376766798,6192.3589494345042,6390.8666951890091,{"$f":"-('PNNL Energy Code Savings'!C15-'PNNL Energy Code Savings'!E15)/'PNNL Energy Code Savings'!C15","v":-0.27430815258040386},14127.866235156482,null,null,null,null,null,null,null,null,null,null,null,null,null,null,null,null,null,null,null,null,null,"California",0,0.26308236103223276,1.9360763768191642,{"$f":"AL37+AM$28*$AS37","v":2.8124954091860239},4.2161009652329815,4.7197900642943953,5.2234791633558091,9.2529919558471185,{"$f":"-('PNNL Energy Code Savings'!P15-'PNNL Energy Code Savings'!R15)/'PNNL Energy Code Savings'!P15","v":-0.19218962455479927},10.073781981228276]
[null,"Colorado",0,841.79895425089467,2430.5645741367634,2512.9104256570868,2558.6581209461551,3016.1350738368392,3473.6120267275232,3931.0889796182073,4059.6472730524792,{"$f":"-('PNNL Energy Code Savings'!C16-'PNNL Energy Code Savings'!E16)/'PNNL Energy Code Savings'!C16","v":-0.26564885496183205},9149.5390578136794,null,null,null,null,null,null,null,null,null,null,null,null,null,null,null,null,null,null,null,null,null,"Colorado",0,0.26997798666420048,1.8039674889806772,{"$f":"AL38+AM$28*$AS38","v":2.5990202535999738},3.8723158308952619,4.3292427071132487,4.786169583331235,8.4415845930751274,{"$f":"-('PNNL Energy Code Savings'!P16-'PNNL Energy Code Savings'!R16)/'PNNL Energy Code Savings'!P16","v":-0.1974022084137656},9.1385375243597302]
[null,"Connecticut",0,964.12794251796367,2637.0702349265862,2732.3237638155874,2785.2423909761437,3314.4286625817076,3843.6149341872715,4372.8012057928354,4521.5109573039954,{"$f":"-('PNNL Energy Code Savings'!C17-'PNNL Energy Code Savings'!E17)/'PNNL Energy Code Savings'!C17","v":-0.2491627595445412},10583.725432111272,null,null,null,null,null,null,null,null,null,null,null,null,null,null,null,null,null,null,null,null,null,"Connecticut",0,0.21521984172274405,1.3695020286148356,{"$f":"AL39+AM$28*$AS39","v":1.9635103181914511},2.9148284717190518,3.2562125461883711,3.5975966206576904,6.3286692164122442,{"$f":"-('PNNL Energy Code Savings'!P17-'PNNL Energy Code Savings'!R17)/'PNNL Energy Code Savings'!P17","v":-0.20058083124465068},6.8276814893863849]
[null,"Delaware",0,638.05225486182212,2685.8096755373595,2754.4313946164098,2792.5545718825488,3173.7863445439389,3555.018117205329,3936.2498898667191,4043.3820760601116,{"$f":"-('PNNL Energy Code Savings'!C18-'PNNL Energy Code Savings'!E18)/'PNNL Energy Code Savings'!C18","v":-0.35225417556197414},7624.6354532278046,null,null,null,null,null,null,null,null,null,null,null,null,null,null,null,null,null,null,null,null,null,"Delaware",0,0.26325406118600186,1.8243029921208231,{"$f":"AL40+AM$28*$AS40","v":2.5456967452548676},3.7010256947666216,4.115619805763199,4.5302139167597764,7.8469668047323946,{"$f":"-('PNNL Energy Code Savings'!P18-'PNNL Energy Code Savings'!R18)/'PNNL Energy Code Savings'!P18","v":-0.22001072177987155},8.2918822199315461]
[null,"District of Columbia",0,452.26631977818874,1277.3587412199631,1316.480296885999,1338.214494478241,1555.5564704006624,1772.8984463230838,1990.2404222455052,2051.3169712162589,{"$f":"-('PNNL Energy Code Savings'!C19-'PNNL Energy Code Savings'!E19)/'PNNL Energy Code Savings'!C19","v":-0.29385919029187152},4346.8395184484261,null,null,null,null,null,null,null,null,null,null,null,null,null,null,null,null,null,null,null,null,null,"District of Columbia",0,2.7997637116804964E-2,0.36644365553077829,{"$f":"AL41+AM$28*$AS41","v":0.55767217468772134},0.86392911577496601,0.97383056356631259,1.0837320113576592,1.9629435936884319,{"$f":"-('PNNL Energy Code Savings'!P19-'PNNL Energy Code Savings'!R19)/'PNNL Energy Code Savings'!P19","v":-0.16671466249766334},2.1980289558269317]
[null,"Florida",0,1343.1668859973618,3105.8397185181734,3217.2518744507765,3279.1475166355563,3898.1039384833512,4517.0603603311465,5136.0167821789419,5309.9533724271278,{"$f":"-('PNNL Energy Code Savings'!C20-'PNNL Energy Code Savings'!E20)/'PNNL Energy Code Savings'!C20","v":-0.25089324618736386},12379.1284369559,null,null,null,null,null,null,null,null,null,null,null,null,null,null,null,null,null,null,null,null,null,"Florida",0,0.19354316159992482,1.4552907310519378,{"$f":"AL42+AM$28*$AS42","v":2.0453103014958467},2.9902404281442752,3.3293321352959468,3.668423842447619,6.3811574996609943,{"$f":"-('PNNL Energy Code Savings'!P20-'PNNL Energy Code Savings'!R20)/'PNNL Energy Code Savings'!P20","v":-0.21458660007881036},6.7818341430334375]
[null,"Georgia",0,1224.6510363280454,3219.8517126765928,{"$f":"E43+F$28*$M43","v":3309.1774851960568},3358.8029143735366,3855.0572061483354,4351.3114979231341,4847.5657896979328,4987.0211315613424,{"$f":"-('PNNL Energy Code Savings'!C21-'PNNL Energy Code Savings'!E21)/'PNNL Energy Code Savings'!C21","v":-0.32441550290287147},9925.0858354959746,null,null,null,null,null,null,null,null,null,null,null,null,null,null,null,null,null,null,null,null,null,"Georgia",0,0.18314919295056542,1.486262920835832,{"$f":"AL43+AM$28*$AS43","v":2.089695490057716},3.0561068476159456,3.4029071747549597,3.7497075018939738,6.5241101190060853,{"$f":"-('PNNL Energy Code Savings'!P21-'PNNL Energy Code Savings'!R21)/'PNNL Energy Code Savings'!P21","v":-0.21428222589883367},6.9360065427802784]
[null,"Hawaii",0,1741.6157821927891,3684.5381515820459,3816.3358548225065,3889.5568010672068,4621.7662635142096,5353.9757259612124,6086.1851884082153,6291.9476827455101,{"$f":"-('PNNL Energy Code Savings'!C22-'PNNL Energy Code Savings'!E22)/'PNNL Energy Code Savings'!C22","v":-0.25160410651267245},14644.189248940052,null,null,null,null,null,null,null,null,null,null,null,null,null,null,null,null,null,null,null,null,null,"Hawaii",0,0.22629776848582833,2.1131771838392153,{"$f":"AL44+AM$28*$AS44","v":3.158076704394789},4.8315076984728487,5.4320246643093855,6.0325416301459223,10.836677356838216,{"$f":"-('PNNL Energy Code Savings'!P22-'PNNL Energy Code Savings'!R22)/'PNNL Energy Code Savings'!P22","v":-0.17594650143610024},12.010339316730734]
[null,"Idaho",0,846.68435958365376,2565.7471645181181,2653.4911403940964,2702.237793658529,3189.7043263028536,3677.1708589471782,4164.6373915915028,4301.6232334947799,{"$f":"-('PNNL Energy Code Savings'!C23-'PNNL Energy Code Savings'!E23)/'PNNL Energy Code Savings'!C23","v":-0.26317162232655189},9749.3306528864869,null,null,null,null,null,null,null,null,null,null,null,null,null,null,null,null,null,null,null,null,null,"Idaho",0,0.23253295936576154,1.5666949628070312,{"$f":"AL45+AM$28*$AS45","v":2.1753703651471241},3.1501782424320783,3.4999916920528218,3.8498051416735652,6.6483127386395111,{"$f":"-('PNNL Energy Code Savings'!P23-'PNNL Energy Code Savings'!R23)/'PNNL Energy Code Savings'!P23","v":-0.2239329226056907},6.9962689924148638]
[null,"Illinois",0,798.42063097573055,2389.3503745219341,2466.7887750744771,2509.8101087147788,2940.0234451177967,3370.2367815208145,3800.4501179238323,3921.3469018845581,{"$f":"-('PNNL Energy Code Savings'!C24-'PNNL Energy Code Savings'!E24)/'PNNL Energy Code Savings'!C24","v":-0.27769366641433257},8604.2667280603582,null,null,null,null,null,null,null,null,null,null,null,null,null,null,null,null,null,null,null,null,null,"Illinois",0,0.25528824363630775,1.7017935474796184,{"$f":"AL46+AM$28*$AS46","v":2.4476482334231435},3.6421519383082002,4.0708040566665478,4.4994561750248954,7.9286731218916779,{"$f":"-('PNNL Energy Code Savings'!P24-'PNNL Energy Code Savings'!R24)/'PNNL Energy Code Savings'!P24","v":-0.19850520673934247},8.5730423671669556]
[null,"Indiana",0,792.13692708333338,2330.8790395171959,2405.997815712019,2447.7304691535874,2865.0570035692726,3282.3835379849579,3699.7100724006432,3816.9854602214136,{"$f":"-('PNNL Energy Code Savings'!C25-'PNNL Energy Code Savings'!E25)/'PNNL Energy Code Savings'!C25","v":-0.27926322043969104},8346.5306883137036,null,null,null,null,null,null,null,null,null,null,null,null,null,null,null,null,null,null,null,null,null,"Indiana",0,0.20291534605630526,1.5425226901207372,{"$f":"AL47+AM$28*$AS47","v":2.2008117451838682},3.2550770464247765,3.633404089564507,4.011731132704238,7.038347477822084,{"$f":"-('PNNL Energy Code Savings'!P25-'PNNL Energy Code Savings'!R25)/'PNNL Energy Code Savings'!P25","v":-0.20386101365096235},7.5665408627946134]
[null,"Iowa",0,833.66143698003884,2450.9077434180485,2518.2061366938801,2555.5941329582311,2929.4740956017404,3303.3540582452497,3677.234020888759,3782.3002316410289,{"$f":"-('PNNL Energy Code Savings'!C26-'PNNL Energy Code Savings'!E26)/'PNNL Energy Code Savings'!C26","v":-0.32776666153609357},7477.5992528701863,null,null,null,null,null,null,null,null,null,null,null,null,null,null,null,null,null,null,null,null,null,"Iowa",0,0.21720317429191086,1.6129760880667225,{"$f":"AL48+AM$28*$AS48","v":2.308107716115396},3.4213772587428903,3.8208781944030474,4.220379130063205,7.4163866153444626,{"$f":"-('PNNL Energy Code Savings'!P26-'PNNL Energy Code Savings'!R26)/'PNNL Energy Code Savings'!P26","v":-0.20187388114640492},7.9900187132031437]
[null,"Kansas",0,510.72248914858096,2120.6911940734558,2179.3516691366403,2211.9408219495203,2537.8323500783226,2863.7238782071249,3189.6154063359272,3281.1961044152399,{"$f":"-('PNNL Energy Code Savings'!C27-'PNNL Energy Code Savings'!E27)/'PNNL Energy Code Savings'!C27","v":-0.32536764705882354},6517.8305625760449,null,null,null,null,null,null,null,null,null,null,null,null,null,null,null,null,null,null,null,null,null,"Kansas",0,0.19680994910669164,1.4049286949387678,{"$f":"AL49+AM$28*$AS49","v":1.9506477999157839},2.8246296961305659,3.1382613656575868,3.4518930351846073,5.960946391400773,{"$f":"-('PNNL Energy Code Savings'!P27-'PNNL Energy Code Savings'!R27)/'PNNL Energy Code Savings'!P27","v":-0.22397749198247457},6.2726333905404141]
[null,"Kentucky",0,541.00485382607462,2261.7924620140125,2322.1139250830634,2355.6258490103141,2690.7450882828198,3025.8643275553254,3360.9835668278311,3455.157398374181,{"$f":"-('PNNL Energy Code Savings'!C28-'PNNL Energy Code Savings'!E28)/'PNNL Energy Code Savings'!C28","v":-0.33746084929710829},6702.3847854501146,null,null,null,null,null,null,null,null,null,null,null,null,null,null,null,null,null,null,null,null,null,"Kentucky",0,0.25647027370381997,1.9249412467815041,{"$f":"AL50+AM$28*$AS50","v":2.6791846580900223},3.8871231026322701,4.3205963275222228,4.7540695524121759,8.2218553515317989,{"$f":"-('PNNL Energy Code Savings'!P28-'PNNL Energy Code Savings'!R28)/'PNNL Energy Code Savings'!P28","v":-0.22203692595663718},8.6694644977990585]
[null,"Louisiana",0,1243.482993785982,2996.0927579274426,3090.4412786821226,3142.8571235458339,3667.0155721829447,4191.1740208200554,4715.3324694571656,4862.6293228180921,{"$f":"-('PNNL Energy Code Savings'!C29-'PNNL Energy Code Savings'!E29)/'PNNL Energy Code Savings'!C29","v":-0.28580029242280897},10483.168972742214,null,null,null,null,null,null,null,null,null,null,null,null,null,null,null,null,null,null,null,null,null,"Louisiana",0,0.23450624197003289,1.7378670550577193,{"$f":"AL51+AM$28*$AS51","v":2.4342363163870493},3.5494879576282479,3.9497001767830353,4.3499123959378228,7.5516101491761223,{"$f":"-('PNNL Energy Code Savings'!P29-'PNNL Energy Code Savings'!R29)/'PNNL Energy Code Savings'!P29","v":-0.21711819028513668},8.0042443830957488]
[null,"Maine",0,891.87605045583996,3406.1014778062677,3510.6076024806448,3568.6665606330766,4149.2561421573937,4729.8457236817103,5310.4353052060269,5473.5902036437619,{"$f":"-('PNNL Energy Code Savings'!C30-'PNNL Energy Code Savings'!E30)/'PNNL Energy Code Savings'!C30","v":-0.29333126068708221},11611.791630486339,null,null,null,null,null,null,null,null,null,null,null,null,null,null,null,null,null,null,null,null,null,"Maine",0,0.17461275416298955,0.97244312992543658,{"$f":"AL52+AM$28*$AS52","v":1.3847658991814431},2.045110447210547,2.282077555978367,2.519044664746187,4.4147815348887463,{"$f":"-('PNNL Energy Code Savings'!P30-'PNNL Energy Code Savings'!R30)/'PNNL Energy Code Savings'!P30","v":-0.20518525439710608},4.7393421753563976]
[null,"Maryland",0,551.89819335572929,2289.8078879899213,{"$f":"E53+F$28*$M53","v":2351.813633985771},2386.2612706501322,2730.7376372937433,3075.2140039373544,3419.6903705809655,3516.493703610779,{"$f":"-('PNNL Energy Code Savings'!C31-'PNNL Energy Code Savings'!E31)/'PNNL Energy Code Savings'!C31","v":-0.33236066530493141},6889.5273328722215,null,null,null,null,null,null,null,null,null,null,null,null,null,null,null,null,null,null,null,null,null,"Maryland",0,0.19228672407339312,1.5568010638880136,{"$f":"AL53+AM$28*$AS53","v":2.2247159376355556},3.2943972123868202,3.6782563352302353,4.0621154580736505,7.1329884408209709,{"$f":"-('PNNL Energy Code Savings'!P31-'PNNL Energy Code Savings'!R31)/'PNNL Energy Code Savings'!P31","v":-0.20278286632294898},7.6771824568683007]
[null,"Massachusetts",0,970.53887953624553,2648.0681083124309,2740.6784477819056,2792.1286363760582,3306.6305223175841,3821.13240825911,4335.6342942006358,4480.2174999936542,{"$f":"-('PNNL Energy Code Savings'!C32-'PNNL Energy Code Savings'!E32)/'PNNL Energy Code Savings'!C32","v":-0.25734289617486339},10290.037718830521,null,null,null,null,null,null,null,null,null,null,null,null,null,null,null,null,null,null,null,null,null,"Massachusetts",0,0.15602928726274565,1.035650396870087,{"$f":"AL54+AM$28*$AS54","v":1.4930482324448837},2.225581552268888,2.4884538715647482,2.7513261908606084,4.8543047452274894,{"$f":"-('PNNL Energy Code Savings'!P32-'PNNL Energy Code Savings'!R32)/'PNNL Energy Code Savings'!P32","v":-0.19698734344571153},5.2574463859172029]
[null,"Michigan",0,889.02393086522216,3022.8437299149382,3109.2900750272638,3157.3158223118894,3637.573295158144,4117.830768004399,4598.0882408506541,4733.0482223929894,{"$f":"-('PNNL Energy Code Savings'!C33-'PNNL Energy Code Savings'!E33)/'PNNL Energy Code Savings'!C33","v":-0.31471074380165287},9605.1494569250935,null,null,null,null,null,null,null,null,null,null,null,null,null,null,null,null,null,null,null,null,null,"Michigan",0,0.25592298167014937,1.5941771870032029,{"$f":"AL55+AM$28*$AS55","v":2.2419844918038017},3.2794630251149273,3.6517660738509035,4.0240691225868801,7.0024935124746914,{"$f":"-('PNNL Energy Code Savings'!P33-'PNNL Energy Code Savings'!R33)/'PNNL Energy Code Savings'!P33","v":-0.21409671400968497},7.4460609747195283]
[null,"Minnesota",0,1192.7248656898655,3809.6595576645577,3907.4680086506937,3961.8060369763248,4505.1863202326358,5048.5666034889473,5591.9468867452588,5744.6453810843932,{"$f":"-('PNNL Energy Code Savings'!C34-'PNNL Energy Code Savings'!E34)/'PNNL Energy Code Savings'!C34","v":-0.35055187637969093},10867.605665126226,null,null,null,null,null,null,null,null,null,null,null,null,null,null,null,null,null,null,null,null,null,"Minnesota",0,0.26859120998578079,1.7422458366624214,{"$f":"AL56+AM$28*$AS56","v":2.5481064592124634},3.8387110734870058,4.3018493623088689,4.7649876511307321,8.4700939617056363,{"$f":"-('PNNL Energy Code Savings'!P34-'PNNL Energy Code Savings'!R34)/'PNNL Energy Code Savings'!P34","v":-0.18809131945173091},9.2627657764372628]
[null,"Mississippi",0,1196.830667472306,3011.0608519637458,3099.6726505722099,3148.9014275769123,3641.189197623934,4133.4769676709557,4625.7647377179774,4764.1054239447021,{"$f":"-('PNNL Energy Code Savings'!C35-'PNNL Energy Code Savings'!E35)/'PNNL Energy Code Savings'!C35","v":-0.30582324355489665},9845.7554009404357,null,null,null,null,null,null,null,null,null,null,null,null,null,null,null,null,null,null,null,null,null,"Mississippi",0,0.20172881342781548,1.5966353668905446,{"$f":"AL57+AM$28*$AS57","v":2.2593402367989399},3.3206775686808863,3.7015424364443321,4.082407304207778,7.129326246315344,{"$f":"-('PNNL Energy Code Savings'!P35-'PNNL Energy Code Savings'!R35)/'PNNL Energy Code Savings'!P35","v":-0.2096065431640457},7.6172973552689136]
[null,"Missouri",0,582.17753299492347,2385.5058508742241,2453.6238431547399,2491.467172199471,2869.9004626467809,3248.3337530940908,3626.7670435414007,3733.1128117625321,{"$f":"-('PNNL Energy Code Savings'!C36-'PNNL Energy Code Savings'!E36)/'PNNL Energy Code Savings'!C36","v":-0.31518181818181817},7568.6658089461971,null,null,null,null,null,null,null,null,null,null,null,null,null,null,null,null,null,null,null,null,null,"Missouri",0,0.23422426269853472,1.6314156776136512,{"$f":"AL58+AM$28*$AS58","v":2.2767304991773485},3.3102172623528787,3.6810878494584518,4.0519584365640249,7.0189231334086095,{"$f":"-('PNNL Energy Code Savings'!P36-'PNNL Energy Code Savings'!R36)/'PNNL Energy Code Savings'!P36","v":-0.21994406328443186},7.4174117421114616]
[null,"Montana",0,851.70365488121661,3096.543168631948,3192.4036759548958,3245.6595133565334,3778.2178873729113,4310.7762613892892,4843.3346354056666,4992.9920012796501,{"$f":"-('PNNL Energy Code Savings'!C37-'PNNL Energy Code Savings'!E37)/'PNNL Energy Code Savings'!C37","v":-0.29072335726118165},10651.167480327556,null,null,null,null,null,null,null,null,null,null,null,null,null,null,null,null,null,null,null,null,null,"Montana",0,0.19650463426249234,1.2130615938882721,{"$f":"AL59+AM$28*$AS59","v":1.7077088999631842},2.4998981170496797,2.7841781780122727,3.0684582389748658,5.3426987266756116,{"$f":"-('PNNL Energy Code Savings'!P37-'PNNL Energy Code Savings'!R37)/'PNNL Energy Code Savings'!P37","v":-0.21335678446472051},5.6856012192518639]
[null,"Nebraska",0,753.25544459231401,2076.9097892446116,2138.2348727337067,2172.304363560982,2512.9992718337335,2853.694180106485,3194.3890883792365,3290.1297715164624,{"$f":"-('PNNL Energy Code Savings'!C38-'PNNL Energy Code Savings'!E38)/'PNNL Energy Code Savings'!C38","v":-0.30480493526805108},6813.8981654550271,null,null,null,null,null,null,null,null,null,null,null,null,null,null,null,null,null,null,null,null,null,"Nebraska",0,0.16432345364773962,1.3064577578603422,{"$f":"AL60+AM$28*$AS60","v":1.8715381120374981},2.7765275011817017,3.1012863254214462,3.4260451496611908,6.0241157435791486,{"$f":"-('PNNL Energy Code Savings'!P38-'PNNL Energy Code Savings'!R38)/'PNNL Energy Code Savings'!P38","v":-0.20114276508401879},6.4951764847948938]
[null,"Nevada",0,1450.2943893632546,3861.3062465780195,3966.1169564538459,4024.3451286070831,4606.6268501394534,5188.9085716718237,5771.1902932041939,5934.8207098736402,{"$f":"-('PNNL Energy Code Savings'!C39-'PNNL Energy Code Savings'!E39)/'PNNL Energy Code Savings'!C39","v":-0.33156684331566844},11645.634430647398,null,null,null,null,null,null,null,null,null,null,null,null,null,null,null,null,null,null,null,null,null,"Nevada",0,0.23756671083195297,1.7824623640542512,{"$f":"AL61+AM$28*$AS61","v":2.6471713160484258},4.0320229047968077,4.5289820726095513,5.025941240422295,9.0016145829242475,{"$f":"-('PNNL Energy Code Savings'!P39-'PNNL Energy Code Savings'!R39)/'PNNL Energy Code Savings'!P39","v":-0.17933690326102297},9.9391833562548815]
[null,"New Hampshire",0,860.5270706302108,2719.9778729610043,2813.0072285260976,2864.6902038400381,3381.5199569794449,3898.3497101188518,4415.1794632582587,4560.4168367255397,{"$f":"-('PNNL Energy Code Savings'!C40-'PNNL Energy Code Savings'!E40)/'PNNL Energy Code Savings'!C40","v":-0.26314060446780552},10336.595062788136,null,null,null,null,null,null,null,null,null,null,null,null,null,null,null,null,null,null,null,null,null,"New Hampshire",0,0.18168452050369766,1.0239355831262809,{"$f":"AL62+AM$28*$AS62","v":1.4383435915879077},2.1020276989220981,2.3401932210264813,2.5783587431308645,4.4836829199659309,{"$f":"-('PNNL Energy Code Savings'!P40-'PNNL Energy Code Savings'!R40)/'PNNL Energy Code Savings'!P40","v":-0.21496301691340314},4.7633104420876666]
[null,"New Jersey",0,740.65017528535986,2645.9538721588092,{"$f":"E63+F$28*$M63","v":2727.0527037652641},2772.1076102132947,3222.6566746936005,3673.2057391739063,4123.7548036542121,4250.3662503555206,{"$f":"-('PNNL Energy Code Savings'!C41-'PNNL Energy Code Savings'!E41)/'PNNL Energy Code Savings'!C41","v":-0.29363659596217734},9010.9812896061103,null,null,null,null,null,null,null,null,null,null,null,null,null,null,null,null,null,null,null,null,null,"New Jersey",0,0.21828870091587446,1.6680025680547095,{"$f":"AL63+AM$28*$AS63","v":2.4617469456352277},3.7329471105201648,4.1891220401641407,4.6452969698081166,8.2946964069599236,{"$f":"-('PNNL Energy Code Savings'!P41-'PNNL Energy Code Savings'!R41)/'PNNL Energy Code Savings'!P41","v":-0.18282488357662605},9.1234985928795176]
[null,"New Mexico",0,859.13653310165046,2634.7209536055602,2717.8229633962519,2763.9907466133027,3225.6685787838114,3687.3464109543202,4149.0242431248289,4278.7630503920382,{"$f":"-('PNNL Energy Code Savings'!C42-'PNNL Energy Code Savings'!E42)/'PNNL Energy Code Savings'!C42","v":-0.28534193868685614},9233.5566434101784,null,null,null,null,null,null,null,null,null,null,null,null,null,null,null,null,null,null,null,null,null,"New Mexico",0,0.19448242311896105,1.5068443938242624,{"$f":"AL64+AM$28*$AS64","v":2.1280793448644326},3.1230016328203445,3.4800332138779138,3.837064794935483,6.6933174433960358,{"$f":"-('PNNL Energy Code Savings'!P42-'PNNL Energy Code Savings'!R42)/'PNNL Energy Code Savings'!P42","v":-0.21102396451328115},7.1406316211513818]
[null,"New York",0,821.03240184781589,2671.8038101911488,2750.5234816298025,2794.2566324290547,3231.5881404215747,3668.9196484140948,4106.2511564066153,4229.1482596973892,{"$f":"-('PNNL Energy Code Savings'!C43-'PNNL Energy Code Savings'!E43)/'PNNL Energy Code Savings'!C43","v":-0.30546664959672259},{"$f":"-E65/L65","v":8746.6301598504033},null,null,null,null,null,null,null,null,null,null,null,null,null,null,null,null,null,null,null,null,null,"New York",0,0.26465703021740394,1.6805743187995574,{"$f":"AL65+AM$28*$AS65","v":2.6526040054596765},4.2093322581017585,4.7679700090558494,5.3266077600099404,9.7957097676426699,{"$f":"-('PNNL Energy Code Savings'!P43-'PNNL Energy Code Savings'!R43)/'PNNL Energy Code Savings'!P43","v":-0.15041718143191388},{"$f":"-AL65/AR65","v":11.172755019081826}]
[null,"North Carolina",0,834.43931675447516,2581.0629849389807,2655.9268022827973,2697.517811918251,3113.4279082727894,3529.3380046273278,3945.2481009818662,4062.1254471991292,{"$f":"-('PNNL Energy Code Savings'!C44-'PNNL Energy Code Savings'!E44)/'PNNL Energy Code Savings'!C44","v":-0.31029097484793688},8318.2019270907658,null,null,null,null,null,null,null,null,null,null,null,null,null,null,null,null,null,null,null,null,null,"North Carolina",0,0.23980780867497528,1.7787263338433803,{"$f":"AL66+AM$28*$AS66","v":2.5054963040663316},3.6694353908501225,4.0871192817828534,4.5048031727155839,7.8462743001774298,{"$f":"-('PNNL Energy Code Savings'!P44-'PNNL Energy Code Savings'!R44)/'PNNL Energy Code Savings'!P44","v":-0.21292733242252929},8.3536778186546137]
[null,"North Dakota",0,638.14695712560388,2624.6102095410629,2691.7103833720025,2728.9882577225244,3101.7670012277454,3474.5457447329663,3847.3244882381873,3952.0812389133516,{"$f":"-('PNNL Energy Code Savings'!C45-'PNNL Energy Code Savings'!E45)/'PNNL Energy Code Savings'!C45","v":-0.3520332442861383},7455.5748701044195,null,null,null,null,null,null,null,null,null,null,null,null,null,null,null,null,null,null,null,null,null,"North Dakota",0,0.21275110250229182,1.44728441239744,{"$f":"AL67+AM$28*$AS67","v":2.0754908256231301},3.0815780731428948,3.4426162416634063,3.8036544101839178,6.6919597583480108,{"$f":"-('PNNL Energy Code Savings'!P45-'PNNL Energy Code Savings'!R45)/'PNNL Energy Code Savings'!P45","v":-0.20043371291299023},7.2207633704102312]
[null,"Ohio",0,808.42032055694654,2296.1427080725912,2372.7650913926345,2415.333082125992,2841.0129894595671,3266.6928967931422,3692.3728041267173,3811.9956224791426,{"$f":"-('PNNL Energy Code Savings'!C46-'PNNL Energy Code Savings'!E46)/'PNNL Energy Code Savings'!C46","v":-0.26970297029702972},8513.598146671502,null,null,null,null,null,null,null,null,null,null,null,null,null,null,null,null,null,null,null,null,null,"Ohio",0,0.20242742767114977,1.5109125809138826,{"$f":"AL68+AM$28*$AS68","v":2.1532392432240419},3.181940399542893,3.5510936537441342,3.9202469079453754,6.8734729415553035,{"$f":"-('PNNL Energy Code Savings'!P46-'PNNL Energy Code Savings'!R46)/'PNNL Energy Code Savings'!P46","v":-0.20464570794359305},7.3830650840248202]
[null,"Oklahoma",0,1215.3003456842648,3638.3102718221066,3724.7126552591408,3772.7139793908264,4252.7272207076821,4732.7404620245379,5212.7537033413937,5347.6450519429354,{"$f":"-('PNNL Energy Code Savings'!C47-'PNNL Energy Code Savings'!E47)/'PNNL Energy Code Savings'!C47","v":-0.37898019873794153},9600.2648263371066,null,null,null,null,null,null,null,null,null,null,null,null,null,null,null,null,null,null,null,null,null,"Oklahoma",0,0.21799181691831832,1.717572525799189,{"$f":"AL69+AM$28*$AS69","v":2.3897927055538277},3.4663690284599955,3.8527024651005926,4.2390359017411896,7.329703394865966,{"$f":"-('PNNL Energy Code Savings'!P47-'PNNL Energy Code Savings'!R47)/'PNNL Energy Code Savings'!P47","v":-0.22229146676178499},7.726668732811941]
[null,"Oregon",0,653.10638192612146,2551.5410322615435,2642.3129595583205,2692.7418080565299,3197.0302930386238,3701.3187780207177,4205.6072630028111,4347.3203408271793,{"$f":"-('PNNL Energy Code Savings'!C48-'PNNL Energy Code Savings'!E48)/'PNNL Energy Code Savings'!C48","v":-0.25298426478567554},10085.769699641876,null,null,null,null,null,null,null,null,null,null,null,null,null,null,null,null,null,null,null,null,null,"Oregon",0,0.24185661357563154,1.7624939063837182,{"$f":"AL70+AM$28*$AS70","v":2.544989289047872},3.7981739257648357,4.2478839158017054,4.6975939058385752,8.2952738261335348,{"$f":"-('PNNL Energy Code Savings'!P48-'PNNL Energy Code Savings'!R48)/'PNNL Energy Code Savings'!P48","v":-0.19595894525705537},8.9941998007373982]
[null,"Pennsylvania",0,861.83662120919666,2608.3431999476174,2688.2643916808979,2732.6650537549426,3176.6716744953892,3620.6782952358358,4064.6849159762824,4189.4578320220653,{"$f":"-('PNNL Energy Code Savings'!C49-'PNNL Energy Code Savings'!E49)/'PNNL Energy Code Savings'!C49","v":-0.29372796238914411},8880.1324148089316,null,null,null,null,null,null,null,null,null,null,null,null,null,null,null,null,null,null,null,null,null,"Pennsylvania",0,0.20597269712863239,1.5200819397953531,{"$f":"AL71+AM$28*$AS71","v":2.1659438905472523},3.2003068939002262,3.5714919230679842,3.9426769522357423,6.9121571855778079,{"$f":"-('PNNL Energy Code Savings'!P49-'PNNL Energy Code Savings'!R49)/'PNNL Energy Code Savings'!P49","v":-0.20476067464298886},7.4237005833551626]
[null,"Rhode Island",0,960.98927872860622,2626.6549217603911,2719.9591494706015,2771.7948315318295,3290.151652144109,3808.5084727563885,4326.8652933686681,4472.5317970621409,{"$f":"-('PNNL Energy Code Savings'!C50-'PNNL Energy Code Savings'!E50)/'PNNL Energy Code Savings'!C50","v":-0.25336359215431997},10367.136412245587,null,null,null,null,null,null,null,null,null,null,null,null,null,null,null,null,null,null,null,null,null,"Rhode Island",0,0.18747340093427378,1.1022889020480755,{"$f":"AL72+AM$28*$AS72","v":1.5233874188973757},2.1977865317242653,2.4397971735916792,2.6818078154590932,4.6178929503984047,{"$f":"-('PNNL Energy Code Savings'!P50-'PNNL Energy Code Savings'!R50)/'PNNL Energy Code Savings'!P50","v":-0.22773562632257452},4.840212837348278]
[null,"South Carolina",0,1185.0004609480523,3158.3046964852424,{"$f":"E73+F$28*$M73","v":3245.4105729484163},3293.8027265390683,3777.7242624455894,4261.6457983521104,4745.5673342586315,4881.5569757457724,{"$f":"-('PNNL Energy Code Savings'!C51-'PNNL Energy Code Savings'!E51)/'PNNL Energy Code Savings'!C51","v":-0.32632404864652803},9678.4307181304193,null,null,null,null,null,null,null,null,null,null,null,null,null,null,null,null,null,null,null,null,null,"South Carolina",0,0.16574341196007553,1.1383005886808064,{"$f":"AL73+AM$28*$AS73","v":1.5615033493964439},2.2392724579365622,2.4824924353593425,2.7257124127821228,4.6714722321643638,{"$f":"-('PNNL Energy Code Savings'!P51-'PNNL Energy Code Savings'!R51)/'PNNL Energy Code Savings'!P51","v":-0.2340063922261906},4.8643995484556033]
[null,"South Dakota",0,780.19888561971311,2792.1452191982348,2864.4986988071705,2904.6950763676905,3306.6588519728898,3708.6226275780891,4110.586403183288,4223.5446116518779,{"$f":"-('PNNL Energy Code Savings'!C52-'PNNL Energy Code Savings'!E52)/'PNNL Energy Code Savings'!C52","v":-0.34731304021044718},8039.2755121039854,null,null,null,null,null,null,null,null,null,null,null,null,null,null,null,null,null,null,null,null,null,"South Dakota",0,0.17554591742554787,1.3280550547037884,{"$f":"AL74+AM$28*$AS74","v":1.9268462475660195},2.8858243324481405,3.2299572019091931,3.5740900713702457,6.3271530270586656,{"$f":"-('PNNL Energy Code Savings'!P52-'PNNL Energy Code Savings'!R52)/'PNNL Energy Code Savings'!P52","v":-0.19295672871697198},6.8826573892210483]
[null,"Tennessee",0,565.85065397900394,2196.8808802573649,2262.0278169888416,2298.2205596174399,2660.1479859034225,3022.0754121894051,3384.0028384753878,3485.7101965759002,{"$f":"-('PNNL Energy Code Savings'!C53-'PNNL Energy Code Savings'!E53)/'PNNL Energy Code Savings'!C53","v":-0.30349743079728164},7238.5485257196515,null,null,null,null,null,null,null,null,null,null,null,null,null,null,null,null,null,null,null,null,null,"Tennessee",0,0.21270967771329807,1.6578529617929321,{"$f":"AL75+AM$28*$AS75","v":2.3382973514428897},3.4280449386380027,3.8191049326897026,4.2101649267414025,7.3386448791549999,{"$f":"-('PNNL Energy Code Savings'!P53-'PNNL Energy Code Savings'!R53)/'PNNL Energy Code Savings'!P53","v":-0.21196913351020985},7.8211998810339942]
[null,"Texas",0,1139.0651997098889,2794.6044032931522,2880.5718392365611,2928.3315258717885,3405.9283922240606,3883.5252585763328,4361.1221249286045,4495.3344337669814,{"$f":"-('PNNL Energy Code Savings'!C54-'PNNL Energy Code Savings'!E54)/'PNNL Energy Code Savings'!C54","v":-0.29256938227394808},9551.9373270454435,null,null,null,null,null,null,null,null,null,null,null,null,null,null,null,null,null,null,null,null,null,"Texas",0,0.19967046673192121,1.6651251794107624,{"$f":"AL76+AM$28*$AS76","v":2.3468393205769993},3.4386204444905424,3.8304101807929776,4.2221999170954128,7.3565178075148934,{"$f":"-('PNNL Energy Code Savings'!P54-'PNNL Energy Code Savings'!R54)/'PNNL Energy Code Savings'!P54","v":-0.21250239926211326},7.8357947260487011]
[null,"Utah",0,847.45687127254837,2415.7755005522145,2499.0183567914196,2545.2643880354221,3007.7247004754495,3470.1850129154768,3932.6453253555042,4062.6040220126811,{"$f":"-('PNNL Energy Code Savings'!C55-'PNNL Energy Code Savings'!E55)/'PNNL Energy Code Savings'!C55","v":-0.2611873317091935},9249.2062488005486,null,null,null,null,null,null,null,null,null,null,null,null,null,null,null,null,null,null,null,null,null,"Utah",0,0.19585712469024338,1.3466187756363968,{"$f":"AL77+AM$28*$AS77","v":1.9094268753984451},2.8107771960103465,3.1342301269080757,3.4576830578058049,6.0453065049876367,{"$f":"-('PNNL Energy Code Savings'!P55-'PNNL Energy Code Savings'!R55)/'PNNL Energy Code Savings'!P55","v":-0.20816301956190619},6.4690586179545786]
[null,"Vermont",0,870.41578927659612,3193.9264275744686,3293.2214372209064,3348.3853314689272,3900.0242739491364,4451.6632164293451,5003.3021589095542,5158.3214677272563,{"$f":"-('PNNL Energy Code Savings'!C56-'PNNL Energy Code Savings'!E56)/'PNNL Energy Code Savings'!C56","v":-0.28949428526694848},11032.778849604181,null,null,null,null,null,null,null,null,null,null,null,null,null,null,null,null,null,null,null,null,null,"Vermont",0,0.15118044282949139,0.96381771421198392,{"$f":"AL78+AM$28*$AS78","v":1.4362041543870907},2.1927420746561248,2.464228534526876,2.7357149943976271,4.9076066733636363,{"$f":"-('PNNL Energy Code Savings'!P56-'PNNL Energy Code Savings'!R56)/'PNNL Energy Code Savings'!P56","v":-0.17750751081119057},5.4297291974150212]
[null,"Virginia",0,529.21273160832106,2541.4476377473366,2614.659965779093,2655.3334813522911,3062.0686370842727,3468.8037928162544,3875.538948548236,3989.8379906534697,{"$f":"-('PNNL Energy Code Savings'!C57-'PNNL Energy Code Savings'!E57)/'PNNL Energy Code Savings'!C57","v":-0.3124204536946919},8134.7031146396303,null,null,null,null,null,null,null,null,null,null,null,null,null,null,null,null,null,null,null,null,null,"Virginia",0,0.15589746197712137,1.2237126328195573,{"$f":"AL79+AM$28*$AS79","v":1.765538474706597},2.6332852191247715,2.9446793811288172,3.2560735431328629,5.7472268391652293,{"$f":"-('PNNL Energy Code Savings'!P57-'PNNL Energy Code Savings'!R57)/'PNNL Energy Code Savings'!P57","v":-0.19648933444096781},6.2278832400809163]
[null,"Washington",0,680.39890121993972,2492.9957604938377,2574.5149196963762,2619.8033414755641,3072.6875592674446,3525.5717770593251,3978.4559948512056,4105.7236567405062,{"$f":"-('PNNL Energy Code Savings'!C58-'PNNL Energy Code Savings'!E58)/'PNNL Energy Code Savings'!C58","v":-0.2752354423663616},9057.6843558376095,null,null,null,null,null,null,null,null,null,null,null,null,null,null,null,null,null,null,null,null,null,"Washington",0,0.24755107059292158,1.7623284894402835,{"$f":"AL80+AM$28*$AS80","v":2.5486769466982384},3.8080323723962648,4.2599567731192272,4.7118811738421895,8.3272763796258911,{"$f":"-('PNNL Energy Code Savings'!P58-'PNNL Energy Code Savings'!R58)/'PNNL Energy Code Savings'!P58","v":-0.1949804532152957},9.0384880144592543]
[null,"West Virginia",0,673.89876316994923,2355.6160480989461,2421.3194016852062,2457.8212647886844,2822.8398958234643,3187.8585268582442,3552.8771578930241,3655.4531936496464,{"$f":"-('PNNL Energy Code Savings'!C59-'PNNL Energy Code Savings'!E59)/'PNNL Energy Code Savings'!C59","v":-0.32267065949772},7300.3726206955944,null,null,null,null,null,null,null,null,null,null,null,null,null,null,null,null,null,null,null,null,null,"West Virginia",0,0.2822536152326236,1.9216455910309571,{"$f":"AL81+AM$28*$AS81","v":2.7176068922274292},3.9923575120771351,4.4498065357532681,4.9072555594294016,8.5668477488384696,{"$f":"-('PNNL Energy Code Savings'!P59-'PNNL Energy Code Savings'!R59)/'PNNL Energy Code Savings'!P59","v":-0.2100393149370291},9.1489804735226681]
[null,"Wisconsin",0,501.80417927001417,2929.3835702762653,3012.4538909753801,3058.6040691415551,3520.1058508033043,3981.6076324650535,4443.1094141268022,4572.7987484034675,{"$f":"-('PNNL Energy Code Savings'!C60-'PNNL Energy Code Savings'!E60)/'PNNL Energy Code Savings'!C60","v":-0.31737510955302367},9230.0356332349838,null,null,null,null,null,null,null,null,null,null,null,null,null,null,null,null,null,null,null,null,null,"Wisconsin",0,0.23952163198497017,1.6061917506769663,{"$f":"AL82+AM$28*$AS82","v":2.3435635658389939},3.5244817549828156,3.9482586602483489,4.3720355655138823,7.7622508076381482,{"$f":"-('PNNL Energy Code Savings'!P60-'PNNL Energy Code Savings'!R60)/'PNNL Energy Code Savings'!P60","v":-0.18950911797217301},8.4755381053106635]
[null,"Wyoming",0,794.43804892966364,2973.9623883792046,{"$f":"E83+F$28*$M83","v":3059.0062743699714},3106.2528776981753,3578.7189109802134,4051.1849442622515,4523.6509775442901,4656.4214407569198,{"$f":"-('PNNL Energy Code Savings'!C61-'PNNL Energy Code Savings'!E61)/'PNNL Energy Code Savings'!C61","v":-0.31472763954270344},9449.3206656407638,null,null,null,null,null,null,null,null,null,null,null,null,null,null,null,null,null,null,null,null,null,"Wyoming",0,0.19346003315958743,1.481115300097458,{"$f":"AL83+AM$28*$AS83","v":2.1767507594308144},3.2908271996317007,3.6906176935014456,4.0904081873711906,7.2887321383291521,{"$f":"-('PNNL Energy Code Savings'!P61-'PNNL Energy Code Savings'!R61)/'PNNL Energy Code Savings'!P61","v":-0.18523643293279718},7.995809877394902]

{"sheet":"PNNL Energy Code Savings","index":11,"n_rows":116,"n_cols":24,"rows_kept":116,"cut":false,"hidden":true,"merged":[]}
[]
[null,"PNNL Energy Code Savings Calculations"]
[]
[]
[]
[null,"Residential energy use per household by code ",null,null,null,"% savings vs previous code",null,null,null,null,null,null,null,null,"Commercial energy use per sf by code ",null,null,null,"% savings vs previous code"]
[null,"Covered energy use as included in PNNL estimator",null,{"$f":"(C9-D9)/C9","v":0.1145868811285909},{"$f":"(D9-E9)/D9","v":0.20736232433171226},{"$f":"TRANSPOSE(Assumptions!D8:D13)","v":8.9999999999999993E-3},5.0000000000000001E-3,0.05,0.05,0.05,0.5,null,null,null,"Whole building energy use as included in PNNL estimator",null,null,null,{"$f":"TRANSPOSE(Assumptions!$F$8:$F$13)","v":8.6999999999999994E-2},0.13933253257440648,0.05,0.05,0.05,0.4]
[null,"Electricity (kWh)","IECC 2006","IECC 2009","IECC 2012","IECC 2015","IECC 2018","IECC 2021*","IECC 2024*","IECC 2027*","PassiveHouse*",null,null,null,"Electricity (kWh/sf)","ASHRAE 90.1 2004","ASHRAE 90.1 2007","ASHRAE 90.1 2010","ASHRAE 90.1 2013","ASHRAE 90.1 2016","ASHRAE 90.1 2019*","ASHRAE 90.1 2022*","ASHRAE 90.1 2025*","PassiveHouse*"]
[null,{"$f":"StateInput","v":"Nationwide"},{"$f":"INDEX(C10:C61,MATCH($B9,$B10:$B61,0))","v":10190.443220073368},{"$f":"INDEX(D10:D61,MATCH($B9,$B10:$B61,0))","v":9022.7521141671659},7151.7732639045917,7087.4073045294499,7051.9702680068031,6699.3717546064627,6364.403166876139,6046.1830085323318,5095.2216100366841,null,null,null,{"$f":"StateInput","v":"Nationwide"},{"$f":"INDEX(P10:P61,MATCH($O9,$O10:$O61,0))","v":15.010839855540567},{"$f":"INDEX(Q10:Q61,MATCH($O9,$O10:$O61,0))","v":14.585568293494246},11.95747657194941,10.917176110189812,9.3960583141962584,8.926255398486445,8.4799426285621227,8.055945497134017,7.1744859431696462]
[null,"Nationwide",{"$f":"SUMPRODUCT(C11:C61,'Building Growth Projections'!$D$20:$D$70)/'Building Growth Projections'!$D$19","v":10190.443220073368},{"$f":"SUMPRODUCT(D11:D61,'Building Growth Projections'!$D$20:$D$70)/'Building Growth Projections'!$D$19","v":9022.7521141671659},{"$f":"SUMPRODUCT(E11:E61,'Building Growth Projections'!$D$20:$D$70)/'Building Growth Projections'!$D$19","v":7151.7732639045917},{"$f":"E10*(1-F$7)","v":7087.4073045294499},{"$f":"F10*(1-G$7)","v":7051.9702680068031},{"$f":"G10*(1-H$7)","v":6699.3717546064627},{"$f":"H10*(1-I$7)","v":6364.403166876139},{"$f":"I10*(1-J$7)","v":6046.1830085323318},{"$f":"C10*(1-K$7)","v":5095.2216100366841},null,null,null,"Nationwide",{"$f":"SUMPRODUCT(P11:P61,'Building Growth Projections'!$AK$20:$AK$70)/'Building Growth Projections'!$AK$19","v":15.010839855540567},{"$f":"SUMPRODUCT(Q11:Q61,'Building Growth Projections'!$AK$20:$AK$70)/'Building Growth Projections'!$AK$19","v":14.585568293494246},{"$f":"SUMPRODUCT(R11:R61,'Building Growth Projections'!$AK$20:$AK$70)/'Building Growth Projections'!$AK$19","v":11.95747657194941},{"$f":"R10*(1-S$7)","v":10.917176110189812},9.3960583141962584,8.926255398486445,8.4799426285621227,8.055945497134017,{"$f":"R10*(1-X$7)","v":7.1744859431696462}]
[null,"Alabama",11384,9975,7823,{"$f":"E11*(1-F$7)","v":7752.5929999999998},{"$f":"F11*(1-G$7)","v":7713.830035},{"$f":"G11*(1-H$7)","v":7328.1385332499995},{"$f":"H11*(1-I$7)","v":6961.7316065874993},{"$f":"I11*(1-J$7)","v":6613.6450262581238},{"$f":"C11*(1-K$7)","v":5692},null,null,null,"Alabama",16.004289497495687,15.568964819337022,12.55690077623828,11.464450408705551,9.8670794986869161,9.3737255237525705,8.9050392475649414,8.4597872851866942,{"$f":"R11*(1-X$7)","v":7.5341404657429676}]
[null,"Alaska",14555,13054,9274,{"$f":"E12*(1-F$7)","v":9190.5339999999997},9144.5813299999991,8687.352263499999,8252.9846503249992,7840.3354178087484,{"$f":"C12*(1-K$7)","v":7277.5},null,null,null,"Alaska",14.942817285460869,14.403238734514067,11.898171064074308,{"$f":"R12*(1-S$7)","v":10.863030181499843},9.3494566748792547,8.8819838411352912,8.4378846490785264,{"$f":"V12*(1-W$7)","v":8.0159904166246001},{"$f":"R12*(1-X$7)","v":7.1389026384445851}]
[null,"Arizona",12212,10348,8796,8716.8359999999993,8673.2518199999995,8239.5892289999992,7827.6097675499987,7436.2292791724985,6106,null,null,null,"Arizona",16.474613244730598,15.989082101287014,13.066979457103201,11.930152244335224,10.267893918133758,9.7544992222270697,9.2667742611157156,8.8034355480599302,7.8401876742619203]
[null,"Arkansas",11470,10109,7548,7480.0680000000002,7442.6676600000001,7070.5342769999997,6717.0075631499994,6381.1571849924994,5735,null,null,null,"Arkansas",16.154593099965986,15.661942788326932,12.559389768604262,11.466722858735691,9.8690353224992098,9.3755835563742487,8.9068043785555364,8.4614641596277593,7.5356338611625571]
[null,"California",5348,4570,3881,3846.0709999999999,3826.8406449999998,3635.4986127499997,3453.7236821124993,3281.0374980068741,2674,null,null,null,"California",13.874639877018591,13.503727768580504,11.208078048221342,10.232975258026086,8.8071888995540704,8.3668294545763668,7.9484879818475482,7.5510635827551704,6.7248468289328054]
[null,"Colorado",7205,6512,5291,5243.3810000000003,5217.1640950000001,4956.3058902499997,4708.4905957374995,4473.0660659506239,3602.5,null,null,null,"Colorado",14.08301082378993,13.655946796061556,11.302993386058834,10.319632961471715,8.8817723657115391,8.4376837474259609,8.0157995600546617,7.6150095820519281,6.7817960316352996]
[null,"Connecticut",5972,5385,4484,4443.6440000000002,4421.4257800000005,4200.3544910000001,3990.3367664499997,3790.8199281274997,2986,null,null,null,"Connecticut",14.36391456866599,13.898425791794011,11.482788644555818,10.483786032479463,9.0230535736059103,8.5719008949256139,8.1433058501793329,7.7361405576703657,6.8896731867334902]
[null,"Delaware",15926,14270,10316,10223.155999999999,10172.040219999999,9663.4382089999981,9180.2662985499974,8721.2529836224967,7963,null,null,null,"Delaware",16.76280834840647,16.215314461802656,13.074810784615906,11.937302246354323,10.274047692263624,9.7603453076504412,9.2723280422679188,8.808711640154522,7.8448864707695432]
[null,"District of Columbia",9559,8726,6750,6689.25,6655.80375,6323.0135624999994,6006.8628843749993,5706.5197401562491,4779.5,null,null,null,"District of Columbia",11.971223738166863,11.81690156512269,9.9754452129743587,9.1075814794455905,7.8385990862866768,7.4466691319723424,7.0743356753737245,6.7206188916050378,5.9852671277846152]
[null,"Florida",11475,9954,8596,8518.6360000000004,8476.0428200000006,8052.2406790000005,7649.6286450500002,7267.1472127974994,5737.5,null,null,null,"Florida",16.434998746329647,15.953751337633943,12.908268243055257,11.78524890590945,10.143180328829333,9.6360213123878662,9.1542202467684728,8.6965092344300494,7.7449609458331539]
[null,"Georgia",12746,11196,8611,{"$f":"E21*(1-F$7)","v":8533.5010000000002},8490.8334950000008,8066.2918202500005,7662.9772292375001,7279.8283677756244,6373,null,null,null,"Georgia",15.29359828056155,14.879952937051886,12.016451999000246,{"$f":"R21*(1-S$7)","v":10.971020675087225},9.4424005795011468,8.9702805505260894,8.5217665229997852,8.0956781968497964,7.2098711994001476]
[null,"Hawaii",12468,11258,9331,9247.0210000000006,9200.7858950000009,8740.7466002500005,8303.7092702374994,7888.5238067256241,6234,null,null,null,"Hawaii",19.199526505389933,18.831470629523288,15.821436987536899,14.444971969621189,12.432317442127557,11.810701570021179,11.22016649152012,10.659158166944113,9.4928621925221393]
[null,"Idaho",7668,6932,5650,5599.15,5571.1542499999996,5292.5965374999996,5027.966710624999,4776.5683750937487,3834,null,null,null,"Idaho",15.191945161170651,14.67185233720034,11.789968481164326,10.76424122330303,9.2644322324183914,8.8012106207974714,8.3611500897575972,7.9430925852697172,7.0739810886985959]
[null,"Illinois",7926,7184,5725,5673.4750000000004,5645.1076250000006,5362.8522437500005,5094.7096315625004,4839.9741499843749,3963,null,null,null,"Illinois",15.128828900444757,14.666302978785168,12.125677591837832,11.07074364134794,9.5282288923169247,9.0518174477010778,8.599226575316024,8.1692652465502231,7.2754065551026983]
[null,"Indiana",8415,7612,6065,6010.415,5980.3629250000004,5681.3447787499999,5397.2775398124995,5127.4136628218739,4207.5,null,null,null,"Indiana",14.337968945515255,13.944062979046016,11.415016062586496,10.42190966514147,8.9697985972356253,8.5213086673738445,8.0952432340051512,7.6904810723048929,6.8490096375518972]
[null,"Iowa",12994,11699,8735,8656.3850000000002,8613.1030750000009,8182.44792125,7773.3255251874998,7384.6592489281247,6497,null,null,null,"Iowa",14.137137936695765,13.743337088824983,11.283219033112912,10.30157897723209,8.8662338888190781,8.4229221943781241,8.0017760846592179,7.6016872804262565,6.7699314198677474]
[null,"Kansas",11424,10295,7707,7637.6369999999997,7599.4488149999997,7219.476374249999,6858.5025555374987,6515.5774277606233,5712,null,null,null,"Kansas",15.512978248306347,15.012350734240851,12.038420287072009,10.991077722096744,9.4596630273548659,8.9866798759871216,8.5373458821877648,8.1104785880783759,7.2230521722432055]
[null,"Kentucky",13729,12342,9096,9014.1360000000004,8969.0653199999997,8520.6120539999993,8094.5814512999987,7689.8523787349986,6864.5,null,null,null,"Kentucky",15.304239291423436,14.839245626053046,11.906133045050993,10.870299470131556,9.355713115115897,8.8879274593601014,8.4435310863920954,8.0213545320724897,7.1436798270305957]
[null,"Louisiana",11627,10102,8304,8229.2639999999992,8188.1176799999994,7778.7117959999987,7389.7762061999983,7020.2873958899982,5813.5,null,null,null,"Louisiana",17.253449133822386,16.734457211427834,13.507411481710211,12.332266682801423,10.613980733503727,10.083281696828539,9.5791176119871118,9.1001617313877556,8.1044468890261268]
[null,"Maine",6433,5742,4546,4505.0860000000002,4482.5605700000006,4258.4325415000003,4045.510914425,3843.2353687037498,3216.5,null,null,null,"Maine",14.71236667096475,14.152857996885929,11.693605972799343,10.676262253165801,9.1887115950036709,8.7292760152534861,8.2928122144908105,7.8781716037662699,7.0161635836796057]
[null,"Maryland",13708,12355,9152,{"$f":"E31*(1-F$7)","v":9069.6319999999996},9024.2838400000001,8573.0696479999988,8144.4161655999987,7737.195357319998,6854,null,null,null,"Maryland",13.888823174267692,13.532964849391316,11.072407801137091,{"$f":"R31*(1-S$7)","v":10.109108322438164},8.7005806578038456,8.2655516249136536,7.8522740436679701,7.4596603414845717,6.6434446806822542]
[null,"Massachusetts",5856,5261,4349,4309.8590000000004,4288.3097050000006,4073.8942197500005,3870.1995087625005,3676.6895333243751,2928,null,null,null,"Massachusetts",14.367277214074107,13.929562078281979,11.537105443125546,10.533377269573624,9.0657351380422444,8.6124483811401316,8.1818259620831242,7.7727346639789676,6.9222632658753271]
[null,"Michigan",9075,8131,6219,6163.0289999999995,6132.213855,5825.6031622499995,5534.3230041374991,5257.6068539306243,4537.5,null,null,null,"Michigan",15.12625084887971,14.590424005581347,11.887770246848357,10.85353423537255,9.3412838229750683,8.874219631826314,8.430508650234998,8.0089832177232481,7.1326621481090138]
[null,"Minnesota",13590,12217,8826,8746.5660000000007,8702.8331699999999,8267.6915114999993,7854.3069359249985,7461.5915891287486,6795,null,null,null,"Minnesota",14.580285740949469,14.146591522103687,11.837860557951025,10.807966689409286,9.3020653185940656,8.8369620526643615,8.3951139500311438,7.9753582525295865,7.1027163347706148]
[null,"Mississippi",12141,10614,8428,8352.1479999999992,8310.3872599999995,7894.8678969999992,7500.124502149999,7125.1182770424984,6070.5,null,null,null,"Mississippi",17.11474157351411,16.650489926498704,13.527379755143837,12.350497716446323,10.629671591059433,10.09818801150646,9.5932786109311365,9.113614680384579,8.1164278530863019]
[null,"Missouri",11000,9941,7533,7465.2029999999995,7427.8769849999999,7056.4831357499997,6703.6589789624995,6368.4760300143744,5500,null,null,null,"Missouri",15.777935883250205,15.265449861498507,12.307672554846913,11.236905042575232,9.6712386046951071,9.1876766744603522,8.7282928407373337,8.2918781987004664,7.3846035329081481]
[null,"Montana",7244,6523,5138,5091.7579999999998,5066.2992100000001,4812.9842495000003,4572.335037025,4343.7182851737498,3622,null,null,null,"Montana",15.039604606097043,14.50381300449266,11.830802927719379,10.801523073007793,9.2965195075847316,8.8316935322054952,8.3901088555952192,7.9706034128154579,7.0984817566316272]
[null,"Nebraska",11509,10412,8001,7928.991,7889.3460450000002,7494.8787427500001,7120.1348056124998,6764.1280653318745,5754.5,null,null,null,"Nebraska",16.293545019745675,15.871785526569889,13.016216321453086,11.883805501486668,10.228004784342867,9.7166045451257226,9.2307743178694359,8.7692356019759643,7.8097297928718517]
[null,"Nevada",10001,8584,6685,6624.835,6591.7108250000001,6262.1252837499997,5949.0190195624991,5651.5680685843736,5000.5,null,null,null,"Nevada",15.630860982548132,15.249173443791783,12.827670778634399,11.711663420893206,10.079847695801119,9.5758553110110629,9.0970625454605099,8.642209418187484,7.6966024671806395]
[null,"New Hampshire",6088,5478,4486,4445.6260000000002,4423.3978699999998,4202.2279764999994,3992.116577674999,3792.5107487912487,3044,null,null,null,"New Hampshire",16.984392627677174,16.314855160338439,13.333376347989926,12.173372605714803,10.477225770588658,9.9533644820592251,9.455696257956264,8.9829114450584502,8.0000258087939553]
[null,"New Jersey",7826,7060,5528,{"$f":"E41*(1-F$7)","v":5478.2479999999996},5450.8567599999997,5178.3139219999994,4919.3982258999995,4673.4283146049993,3913,null,null,null,"New Jersey",15.528956747340922,15.149345840876235,12.689877037941857,{"$f":"R41*(1-S$7)","v":11.585857735640916},9.971570835287288,9.4729922935229229,8.9993426788467765,8.5493755449044375,7.6139262227651141]
[null,"New Mexico",8057,7182,5758,5706.1779999999999,5677.6471099999999,5393.7647545,5124.0765167749996,4867.8726909362495,4028.5,null,null,null,"New Mexico",15.528321500637617,15.094853333099685,12.251473535336244,11.18559533776199,9.6270780109991385,9.1457241104491818,8.6884379049267224,8.2540160096803863,7.3508841212017462]
[null,"New York",7811,7023,5425,5376.1750000000002,5349.2941250000003,5081.8294187500005,4827.7379478125004,4586.3510504218748,3905.5,null,null,null,"New York",13.20383490956193,12.884561879311899,11.217751278373315,10.241806917154838,8.8147900212495802,8.3740505201871009,7.9553479941777452,7.5575805944688579,6.730650767023989]
[null,"North Carolina",12166,10915,8391,8315.4809999999998,8273.9035949999998,7860.2084152499992,7467.1979944874993,7093.838094763124,6083,null,null,null,"North Carolina",15.620667747486316,15.160520133926198,12.294600633355415,11.224970378253495,9.6609668273787417,9.1779184860098049,8.7190225617093144,8.2830714336238476,7.3767603800132484]
[null,"North Dakota",13476,12149,8732,8653.4120000000003,8610.1449400000001,8179.6376929999997,7770.6558083499995,7382.1230179324994,6738,null,null,null,"North Dakota",15.972744390584424,15.489664119506763,12.77126792696945,11.660167617323109,10.035526932959398,9.5337505863114274,9.0570630569958563,8.6042099041460638,7.6627607561816697]
[null,"Ohio",7575,6847,5532,5482.2119999999995,5454.8009399999992,5182.0608929999989,4922.957848349999,4676.8099559324992,3787.5,null,null,null,"Ohio",14.534953682753603,14.126496672246784,11.560437796419157,10.55467970813069,9.0840694538851441,8.6298659811908873,8.1983726821313425,7.788454048024775,6.9362626778514942]
[null,"Oklahoma",13787,11990,8562,8484.9419999999991,8442.5172899999998,8020.3914254999991,7619.371854224999,7238.4032615137485,6893.5,null,null,null,"Oklahoma",16.415468093351556,15.940332916523072,12.766449613299157,11.65576849694213,10.0317407531622,9.5301537155040901,9.0536460297288848,8.6009637282424407,7.6598697679794938]
[null,"Oregon",7372,6704,5507,5457.4369999999999,5430.1498149999998,5158.6423242499995,4900.7102080374989,4655.6746976356235,3686,null,null,null,"Oregon",12.953029582927115,12.596239765328679,10.414767567973282,9.5086827895596073,8.1838139350435952,7.7746232382914151,7.3858920763768436,7.0165974725580007,6.2488605407839692]
[null,"Pennsylvania",9359,8447,6610,6550.51,6517.7574500000001,6191.8695774999997,5882.2760986249996,5588.1622936937492,4679.5,null,null,null,"Pennsylvania",14.451145365520976,14.040086063894005,11.492119091112999,10.492304730186168,9.0303853395869051,8.5788660726075587,8.1499227689771807,7.7424266305283211,6.8952714546677987]
[null,"Rhode Island",6169,5551,4606,4564.5460000000003,4541.7232700000004,4314.6371065000003,4098.9052511749996,3893.9599886162496,3084.5,null,null,null,"Rhode Island",13.359196040569817,12.823964612969821,10.316831163104592,9.4192668519144931,8.1068565464430904,7.7015137191209355,7.3164380331648884,6.9506161315066439,6.190098697862755]
[null,"South Carolina",12745,11209,8586,{"$f":"E51*(1-F$7)","v":8508.7260000000006},8466.1823700000004,8042.8732515000002,7640.7295889249999,7258.6931094787496,6372.5,null,null,null,"South Carolina",14.924610816001184,14.400354327794094,11.432156483568765,{"$f":"R51*(1-S$7)","v":10.437558869498282},8.9832673583166276,8.534103990400796,8.1073987908807563,7.7020288513367179,6.8592938901412586]
[null,"South Dakota",13305,11941,8684,8605.8439999999991,8562.8147799999988,8134.6740409999984,7727.9403389499985,7341.5433220024979,6652.5,null,null,null,"South Dakota",14.319285667191011,13.945601667231839,11.55628314728601,10.550886513472127,9.080804774644907,8.6267645359126615,8.1954263091170283,7.7856549936611765,6.9337698883716055]
[null,"Tennessee",12066,10928,8404,8328.3639999999996,8286.7221799999988,7872.3860709999981,7478.766767449998,7104.8284290774982,6033,null,null,null,"Tennessee",15.483645217689649,15.052056928248284,12.201590357316469,11.140051996229937,9.5878803385846485,9.1084863216554162,8.6530620055726448,8.220408905294013,7.3209542143898814]
[null,"Texas",11170,9708,7902,7830.8819999999996,7791.7275899999995,7402.141210499999,7032.0341499749984,6680.4324424762481,5585,null,null,null,"Texas",16.099340152989679,15.679461846417233,12.678191743942495,11.575189062219499,9.9623886551528873,9.4642692223952434,8.9910557612754811,8.5415029732117063,7.6069150463654971]
[null,"Utah",7799,7001,5762,5710.1419999999998,5681.5912899999994,5397.5117254999996,5127.6361392249992,4871.2543322637493,3899.5,null,null,null,"Utah",12.609911187906453,12.217709376639911,9.9849939986243825,9.1162995207440609,7.8461024208119428,7.4537972997713453,7.081107434782778,6.7270520630436392,5.9909963991746293]
[null,"Vermont",6387,5697,4538,4497.1580000000004,4474.6722100000006,4250.9385995000002,4038.391669525,3836.47208604875,3193.5,null,null,null,"Vermont",14.494571803862156,14.08105115480244,11.921676442684516,10.884490592170964,9.3679269521814827,8.8995306045724085,8.4545540743437879,8.0318263706265984,7.1530058656107096]
[null,"Virginia",13357,12126,9184,9101.3439999999991,9055.8372799999997,8603.045415999999,8172.8931451999988,7764.2484879399981,6678.5,null,null,null,"Virginia",15.042111745053035,14.6569700115605,12.086497219680899,11.034971961568662,9.497441371275734,9.0225693027119469,8.5714408375763487,8.142868795697531,7.2518983318085386]
[null,"Washington",7539,6817,5464,5414.8239999999996,5387.7498799999994,5118.3623859999989,4862.4442666999985,4619.3220533649983,3769.5,null,null,null,"Washington",13.11831584200244,12.75014267008296,10.560500673707411,9.6417371150948661,8.2983294644320473,7.8834129912104443,7.4892423416499216,7.1147802245674256,6.3363004042244464]
[null,"West Virginia",14693,13326,9952,9862.4320000000007,9813.1198400000012,9322.4638480000012,8856.3406556000009,8413.523622820001,7346.5,null,null,null,"West Virginia",15.056467459731481,14.579048227496457,11.89401734911781,10.85923783974456,9.3461927297051233,8.8788830932198675,8.434938938558874,8.0131919916309293,7.1364104094706855]
[null,"Wisconsin",9128,8209,6231,6174.9210000000003,6144.0463950000003,5836.8440752500001,5545.0018714874996,5267.751777913124,4564,null,null,null,"Wisconsin",14.45530236001448,14.036464556026878,11.715890759747065,10.69660826364907,9.2062227443185201,8.7459116071025935,8.3086160267474636,7.8931852254100896,7.0295344558482391]
[null,"Wyoming",7435,6655,5095,{"$f":"E61*(1-F$7)","v":5049.1449999999995},{"$f":"F61*(1-G$7)","v":5023.8992749999998},{"$f":"G61*(1-H$7)","v":4772.7043112499996},{"$f":"H61*(1-I$7)","v":4534.0690956874996},4307.3656409031246,3717.5,null,null,null,"Wyoming",14.01466377899601,13.668127019597707,11.418637451822313,{"$f":"R61*(1-S$7)","v":10.425215993513772},{"$f":"S61*(1-T$7)","v":8.9726442465022913},{"$f":"T61*(1-U$7)","v":8.5240120341771757},{"$f":"U61*(1-V$7)","v":8.0978114324683172},7.6929208608449011,6.851182471093388]
[]
[null,"Natural gas + oil (MMBtu)","IECC 2006","IECC 2009","IECC 2012","IECC 2015","IECC 2018","IECC 2021*","IECC 2024*","IECC 2027*","PassiveHouse*",null,null,null,"Natural gas + oil (kBtu/sf)","ASHRAE 90.1 2004","ASHRAE 90.1 2007","ASHRAE 90.1 2010","ASHRAE 90.1 2013","ASHRAE 90.1 2016","ASHRAE 90.1 2019*","ASHRAE 90.1 2022*","ASHRAE 90.1 2025*","PassiveHouse*"]
[null,{"$f":"StateInput","v":"Nationwide"},{"$f":"INDEX(C65:C116,MATCH($B64,$B65:$B116,0))","v":35.460829693200338},{"$f":"INDEX(D65:D116,MATCH($B64,$B65:$B116,0))","v":32.286117654578177},21.484495355740556,21.291134897538893,21.184679223051198,20.125445261898637,19.119172998803705,18.163214348863519,17.730414846600169,null,null,null,{"$f":"StateInput","v":"Nationwide"},{"$f":"INDEX(P65:P116,MATCH($O64,$O65:$O116,0))","v":23.54391572323506},{"$f":"INDEX(Q65:Q116,MATCH($O64,$O65:$O116,0))","v":22.019009427066003},17.243747008547842,15.74354101880418,13.549953576965143,12.872455898116884,12.22883310321104,11.617391448050487,10.346248205128704]
[null,"Nationwide",{"$f":"SUMPRODUCT(C66:C116,'Building Growth Projections'!$D$20:$D$70)/'Building Growth Projections'!$D$19","v":35.460829693200338},{"$f":"SUMPRODUCT(D66:D116,'Building Growth Projections'!$D$20:$D$70)/'Building Growth Projections'!$D$19","v":32.286117654578177},{"$f":"SUMPRODUCT(E66:E116,'Building Growth Projections'!$D$20:$D$70)/'Building Growth Projections'!$D$19","v":21.484495355740556},{"$f":"E65*(1-F$7)","v":21.291134897538893},{"$f":"F65*(1-G$7)","v":21.184679223051198},{"$f":"G65*(1-H$7)","v":20.125445261898637},{"$f":"H65*(1-I$7)","v":19.119172998803705},{"$f":"I65*(1-J$7)","v":18.163214348863519},{"$f":"C65*(1-K$7)","v":17.730414846600169},null,null,null,"Nationwide",{"$f":"SUMPRODUCT(P66:P116,'Building Growth Projections'!$AK$20:$AK$70)/'Building Growth Projections'!$AK$19","v":23.54391572323506},{"$f":"SUMPRODUCT(Q66:Q116,'Building Growth Projections'!$AK$20:$AK$70)/'Building Growth Projections'!$AK$19","v":22.019009427066003},{"$f":"SUMPRODUCT(R66:R116,'Building Growth Projections'!$AK$20:$AK$70)/'Building Growth Projections'!$AK$19","v":17.243747008547842},{"$f":"R65*(1-S$7)","v":15.74354101880418},{"$f":"S65*(1-T$7)","v":13.549953576965143},{"$f":"T65*(1-U$7)","v":12.872455898116884},{"$f":"U65*(1-V$7)","v":12.22883310321104},{"$f":"V65*(1-W$7)","v":11.617391448050487},{"$f":"R65*(1-X$7)","v":10.346248205128704}]
[null,"Alabama",14.9,13.8,9,{"$f":"E66*(1-F$7)","v":8.9190000000000005},8.8744050000000012,8.4306847500000011,8.0091505124999998,{"$f":"I66*(1-J$7)","v":7.6086929868749991},{"$f":"C66*(1-K$7)","v":7.45},null,null,null,"Alabama",19.877208291125822,18.528632643000549,14.917836086137395,{"$f":"R66*(1-S$7)","v":13.619984346643442},11.722277434001837,11.136163562301745,10.579355384186657,{"$f":"V66*(1-W$7)","v":10.050387614977323},{"$f":"W66*(1-X$7)","v":6.0302325689863938}]
[null,"Alaska",111.5,100.7,66.599999999999994,66.000599999999991,65.670596999999987,62.387067149999986,59.267713792499983,{"$f":"I67*(1-J$7)","v":56.304328102874983},{"$f":"C67*(1-K$7)","v":55.75},null,null,null,"Alaska",57.048004274049163,53.046353068840304,41.371296971696452,37.771994135158863,32.509126531921552,30.883670205325473,{"$f":"U67*(1-V$7)","v":29.339486695059197},{"$f":"V67*(1-W$7)","v":27.872512360306235},{"$f":"W67*(1-X$7)","v":16.72350741618374}]
[null,"Arizona",24.8,23.5,17.399999999999999,17.243399999999998,17.157182999999996,16.299323849999997,15.484357657499997,14.710139774624997,12.4,null,null,null,"Arizona",13.637602748170213,12.921824714200335,11.569279315287465,10.562752014857455,9.0910170256719507,8.6364661743883531,8.2046428656689354,7.7944107223854884,4.6766464334312925]
[null,"Arkansas",31.6,28.6,18.2,18.036200000000001,17.946019,17.048718049999998,16.196282147499996,15.386468040124996,15.8,null,null,null,"Arkansas",18.644844094366981,17.240207414053991,12.856258662100366,11.737764158497635,10.102311751533062,9.5971961639564078,9.1173363557585869,8.6614695379706568,5.1968817227823942]
[null,"California",21.5,20,13,12.882999999999999,12.818584999999999,12.177655749999998,11.568772962499997,10.990334314374996,10.75,null,null,null,"California",14.041046416309975,13.238570296788389,11.721066261210423,10.701333496485116,9.2102895984965159,8.749775118571689,8.3122863626431034,7.8966720445109475,4.7380032267065681]
[null,"Colorado",68.7,62.5,42.1,41.7211,41.512494500000003,39.436869774999998,37.465026286249994,35.59177497193749,34.35,null,null,null,"Colorado",25.425609896104117,23.876957673563183,21.081552917320199,19.247457813513343,16.56566077073748,15.737377732200606,14.950508845590575,14.202983403311045,8.5217900419866268]
[null,"Connecticut",83.4,75.599999999999994,51,50.540999999999997,50.288294999999998,47.773880249999998,45.385186237499994,43.11592692562499,41.7,null,null,null,"Connecticut",33.034185307808073,30.785056189102768,23.896647400742957,21.817639076878319,18.777732169502528,17.838845561027401,16.946903282976031,16.099558118827229,9.6597348712963367]
[null,"Delaware",18.7,16.7,10.5,10.4055,10.353472500000001,9.8357988750000001,9.3440089312500003,8.8768084846874995,9.35,null,null,null,"Delaware",26.516937584858191,24.717787568769143,16.388207518961519,14.962433464811866,12.877679716683577,12.233795730849398,11.622105944306927,11.041000647091581,6.6246003882549482]
[null,"District of Columbia",10.4,9.4,6.5,6.4414999999999996,6.4092924999999994,6.0888278749999989,5.7843864812499985,5.495167157187498,5.2,null,null,null,"District of Columbia",16.347816329609252,14.673603692459331,10.874361281390673,9.9282918499096855,8.5449578023239301,8.117709912207733,7.711824416597346,7.326233195767478,4.395739917460487]
[null,"Florida",4.4000000000000004,4.3,3.4,3.3693999999999997,3.3525529999999999,3.1849253499999999,3.0256790825,2.8743951283749998,2.2000000000000002,null,null,null,"Florida",13.747332794875893,12.980950656887853,10.871526423318198,9.9257036244895147,8.5427302009064245,8.1155936908611022,7.7098140063180463,7.3243233060021433,4.3945939836012862]
[null,"Georgia",11.1,10.199999999999999,6.5,{"$f":"E76*(1-F$7)","v":6.4414999999999996},6.4092924999999994,6.0888278749999989,5.7843864812499985,5.495167157187498,5.55,null,null,null,"Georgia",20.086231818620714,18.644708666851635,14.957262457961463,{"$f":"R76*(1-S$7)","v":13.655980624118817},11.753258258973318,11.165595346024652,10.607315578723419,10.076949799787247,6.0461698798723482]
[null,"Hawaii",0,0,0,0,0,0,0,0,0,null,null,null,"Hawaii",16.555333951053239,15.585290485453068,14.523268960776536,13.259744561188977,11.412230770188804,10.841619231679363,10.299538270095395,9.7845613565906255,5.870736813954375]
[null,"Idaho",70.5,63.9,42.9,42.5139,42.301330499999999,40.186263974999996,38.176950776249996,36.268103237437494,35.25,null,null,null,"Idaho",26.43324575434189,24.673619812887772,21.465404644511644,19.59791444043913,16.867287388276214,16.023923018862401,15.222726867919281,14.461590524523317,8.6769543147139903]
[null,"Illinois",71.7,64.900000000000006,43.5,43.108499999999999,42.892957500000001,40.748309624999997,38.710894143749996,36.775349436562493,35.85,null,null,null,"Illinois",31.141027678800459,29.13072622651837,20.789950682372105,18.981224973005734,16.336522826152276,15.519696684844661,14.743711850602427,14.006526258072306,8.4039157548433838]
[null,"Indiana",73.099999999999994,66.2,44,43.603999999999999,43.385979999999996,41.216680999999994,39.15584694999999,37.198054602499987,36.549999999999997,null,null,null,"Indiana",33.450671510580932,31.744166484793098,24.741770871585747,22.589236805757789,19.441821232688561,18.469730171054131,17.546243662501425,16.668931479376354,10.001358887625813]
[null,"Iowa",66,59.6,39,38.649000000000001,38.455755000000003,36.532967249999999,34.706318887499997,32.971002943124994,33,null,null,null,"Iowa",31.030461164027393,28.758968424849542,20.523500885715372,18.737956308658134,16.127149400904219,15.320791930859007,14.554752334316056,13.827014717600253,8.2962088305601522]
[null,"Kansas",51.7,46.1,29.5,29.234500000000001,29.088327500000002,27.633911125000001,26.25221556875,24.939604790312497,25.85,null,null,null,"Kansas",25.866460639395804,23.92548629670112,16.691264534217552,15.239124519740626,13.115818706188429,12.460027770879007,11.837026382335056,11.245175063218303,6.7471050379309814]
[null,"Kentucky",25.1,22.6,14.6,14.4686,14.396257,13.67644415,12.9926219425,12.342990845374999,12.55,null,null,null,"Kentucky",25.074918529075024,23.540651893999758,16.9103951684016,15.439190788750661,13.288009235254583,12.623608773491853,11.992428334817259,11.392806918076396,6.8356841508458368]
[null,"Louisiana",22.8,21.3,15.4,15.2614,15.185093,14.425838349999999,13.704546432499999,13.019319110874999,11.4,null,null,null,"Louisiana",17.499191061882058,16.483760667208763,13.630628764433901,12.444764061928153,10.710803567888744,10.175263389494306,9.6665002200195911,9.1831752090186107,5.5099051254111666]
[null,"Maine",114.3,103,66,65.406000000000006,65.078970000000012,61.825021500000005,58.733770425000003,55.797081903749998,57.15,null,null,null,"Maine",40.359765567164246,37.222942832408975,27.390891624359913,25.007884053040602,21.523472233603343,20.447298621923174,19.424933690827014,18.453687006285662,11.072212203771397]
[null,"Maryland",15.6,13.9,8.8000000000000007,{"$f":"E86*(1-F$7)","v":8.7208000000000006},8.6771960000000004,8.2433361999999999,7.8311693899999995,7.4396109204999989,7.8,null,null,null,"Maryland",21.452147340545903,20.042179644188668,14.77964789961894,{"$f":"R86*(1-S$7)","v":13.493818532352092},11.613690622140014,11.033006091033013,10.481355786481361,9.9572879971572927,5.9743727982943753]
[null,"Massachusetts",87.9,79.099999999999994,51.3,50.838299999999997,50.584108499999999,48.054903074999999,45.652157921249994,43.369550025187493,43.95,null,null,null,"Massachusetts",29.264610365102087,27.211381556821035,20.128740544946584,18.377540117536231,15.816950910472153,15.026103364948545,14.274798196701116,13.561058286866061,8.1366349721196354]
[null,"Michigan",98.5,88.8,58.4,57.874400000000001,57.585028000000001,54.7057766,51.970487769999998,49.371963381499995,49.25,null,null,null,"Michigan",34.152533486659252,31.660520650731023,23.884458536019963,21.806510643386225,18.768154288832473,17.82974657439085,16.938259245671308,16.091346283387743,9.6548077700326456]
[null,"Minnesota",75.5,68,44.2,43.802199999999999,43.583188999999997,41.404029549999997,39.333828072499998,37.367136668874998,37.75,null,null,null,"Minnesota",34.388535116962871,32.021948006503024,22.96205827108497,20.964359201500578,18.043341940155941,17.141174843148143,16.284116100990733,15.469910295941196,9.2819461775647163]
[null,"Mississippi",15.8,14.5,9.6999999999999993,9.6126999999999985,9.5646364999999989,9.0864046749999989,8.6320844412499991,8.200480219187499,7.9,null,null,null,"Mississippi",21.164618660938554,19.845488077580448,16.002070835597387,14.609890672900415,12.574257604810001,11.945544724569499,11.348267488341024,10.780854113923972,6.4685124683543833]
[null,"Missouri",49.6,44.4,28.6,28.342600000000001,28.200887000000002,26.790842650000002,25.451300517500002,24.178735491625002,24.8,null,null,null,"Missouri",25.981122398726967,24.236693111077368,16.945977614743022,15.47167756226038,13.315969544336022,12.650171067119221,12.017662513763259,11.416779388075096,6.8500676328450574]
[null,"Montana",80.7,73.2,48.9,48.459899999999998,48.217600499999996,45.806720474999992,43.516384451249991,41.340565228687488,40.35,null,null,null,"Montana",33.301244534124116,30.986382149302926,24.458372367654043,22.33049397166814,19.219129692958102,18.258173208310197,17.345264547894686,16.478001320499953,9.8868007922999706]
[null,"Nebraska",55.1,49.9,33.6,33.297600000000003,33.131112000000002,31.474556400000001,29.900828579999999,28.405787150999998,27.55,null,null,null,"Nebraska",34.946416464278549,32.632019021771299,23.294704773773478,21.268065458455187,18.304732035170371,17.389495433411852,16.52002066174126,15.694019628654196,9.4164117771925167]
[null,"Nevada",39.9,36.4,22.9,22.693899999999999,22.580430499999999,21.451408974999996,20.378838526249996,19.359896599937496,19.95,null,null,null,"Nevada",21.467176360101792,20.169501110074386,18.440548313944454,16.836220610631287,14.490387353970609,13.765867986272077,13.077574586958473,12.423695857610548,7.454217514566329]
[null,"New Hampshire",93.2,84.5,56.5,55.991500000000002,55.7115425,52.925965374999997,50.279667106249995,47.765683750937491,46.6,null,null,null,"New Hampshire",39.144587714002057,36.290268701977105,27.392502485879998,25.009354769608439,21.524738031507084,20.448501129931728,19.426076073435141,18.454772269763382,11.072863361858028]
[null,"New Jersey",64.599999999999994,57.9,37.799999999999997,{"$f":"E96*(1-F$7)","v":37.459799999999994},37.272500999999991,35.408875949999988,33.638432152499988,31.956510544874988,32.299999999999997,null,null,null,"New Jersey",35.84376594156484,33.537712347707831,25.494398445974291,{"$f":"R96*(1-S$7)","v":23.276385781174529},20.033228001104579,19.031566601049349,18.079988270996882,17.175988857447038,10.305593314468222]
[null,"New Mexico",53.8,48.5,30.7,30.4237,30.2715815,28.758002424999997,27.320102303749994,25.954097188562493,26.9,null,null,null,"New Mexico",21.685488096718096,20.26290911473852,17.972894674928902,16.409252838210087,14.122910082608508,13.416764578478082,12.745926349554177,12.108630032076467,7.2651780192458801]
[null,"New York",73.099999999999994,65.900000000000006,43.2,42.811199999999999,42.597144,40.467286799999997,38.443922459999996,36.521726336999997,36.549999999999997,null,null,null,"New York",25.804043194076854,23.957294575826836,18.329454505663016,16.734791963670332,14.40309101726632,13.682936466403003,12.998789643082853,12.348850160928709,7.4093100965572249]
[null,"North Carolina",11.5,10.5,6.6,6.5405999999999995,6.5078969999999998,6.1825021499999995,5.8733770424999996,5.5797081903749994,5.75,null,null,null,"North Carolina",24.498672765662015,22.871744033754695,17.411559053531658,15.896753415874404,13.681818502729776,12.997727577593286,12.347841198713622,11.73044913877794,7.038269483266764]
[null,"North Dakota",73.2,66.099999999999994,43.4,43.009399999999999,42.794353000000001,40.65463535,38.621903582499996,36.690808403374994,36.6,null,null,null,"North Dakota",40.647164986035605,38.217665601049916,29.461422834360885,26.898279047771489,23.150473706152393,21.992950020844773,20.893302519802535,19.848637393812407,11.909182436287443]
[null,"Ohio",69.7,63.3,42.9,42.5139,42.301330499999999,40.186263974999996,38.176950776249996,36.268103237437494,34.85,null,null,null,"Ohio",31.965838353973417,29.759942050692235,21.423981959723534,19.560095529227588,16.834737881742981,15.993000987655831,15.193350938273039,14.433683391359386,8.6602100348156306]
[null,"Oklahoma",39.5,35.4,21.3,21.1083,21.002758499999999,19.952620574999997,18.954989546249998,18.007240068937495,19.75,null,null,null,"Oklahoma",21.031641882969865,19.739646003144522,15.904221260256815,14.520554010614472,12.497368445932102,11.872500023635496,11.27887502245372,10.714931271331034,6.4289587627986204]
[null,"Oregon",45,41,27.9,27.648899999999998,27.510655499999999,26.135122724999999,24.828366588749997,23.586948259312496,22.5,null,null,null,"Oregon",23.380889525996555,21.967300149262162,18.263853259382632,16.674898025816344,14.351542253459382,13.633965140786412,12.952266883747091,12.304653539559736,7.3827921237358414]
[null,"Pennsylvania",78.099999999999994,70.7,46.9,46.477899999999998,46.245510499999995,43.933234974999991,41.736573226249988,39.649744564937485,39.049999999999997,null,null,null,"Pennsylvania",33.824681140701557,31.443928325699236,23.79554547969062,21.725333022957535,18.698287351846474,17.763372984254151,16.875204335041442,16.031444118289368,9.6188664709736198]
[null,"Rhode Island",89,80.400000000000006,52.9,52.423899999999996,52.161780499999999,49.553691474999994,47.07600690124999,44.722206556187487,44.5,null,null,null,"Rhode Island",22.823152667265575,20.867177352067667,15.693381256093382,14.328057086813258,12.331692606036894,11.715107975735048,11.129352576948294,10.57288494810088,6.3437309688605277]
[null,"South Carolina",10.199999999999999,9.5,5.9,{"$f":"E106*(1-F$7)","v":5.8469000000000007},5.8176655000000004,5.5267822249999998,5.2504431137499994,4.9879209580624995,5.0999999999999996,null,null,null,"South Carolina",16.613152754726364,15.495845950235768,12.344926218498422,{"$f":"R106*(1-S$7)","v":11.27091763748906},9.7005121386201623,9.2154865316891534,8.7547122051046955,8.3169765948494607,4.9901859569096763]
[null,"South Dakota",68.900000000000006,62.1,39.9,39.540900000000001,39.3431955,37.376035725000001,35.507233938749998,33.731872241812496,34.450000000000003,null,null,null,"South Dakota",40.716840521418263,37.732040809341754,26.987311665302848,24.6394155504215,21.206343380628059,20.146026211596656,19.138724901016822,18.181788655965981,10.909073193579589]
[null,"Tennessee",18.399999999999999,16.600000000000001,11,10.901,10.846494999999999,10.304170249999999,9.7889617374999975,9.2995136506249967,9.1999999999999993,null,null,null,"Tennessee",26.681514645119499,25.029071375801234,18.838200946764033,17.199277464395564,14.802858576831413,14.062715647989842,13.35957986559035,12.691600872310831,7.6149605233864985]
[null,"Texas",20.9,19.5,13.8,13.675800000000001,13.607421,12.927049950000001,12.2806974525,11.666662579875,10.45,null,null,null,"Texas",17.004978890482683,15.966979493881073,12.984053125152776,11.854440503264485,10.202731285692023,9.6925947214074206,9.2079649853370498,8.7475667360701976,5.2485400416421184]
[null,"Utah",58,52.9,35.799999999999997,35.477799999999995,35.300410999999997,33.535390449999994,31.858620927499992,30.265689881124992,29,null,null,null,"Utah",21.064905220764061,19.603333993982233,17.464268331494569,15.944876986654542,13.723236894516594,13.037075049790763,12.385221297301225,11.765960232436163,7.0595761394616972]
[null,"Vermont",110.1,99.3,64.3,63.721299999999999,63.402693499999998,60.232558824999998,57.220930883749993,54.359884339562491,55.05,null,null,null,"Vermont",45.251780129872117,42.337353278552087,34.380901786071874,31.389763330683621,27.016148108908236,25.665340703462824,24.382073668289681,23.162969984875197,13.897781990925118]
[null,"Virginia",13.6,12.2,7.8,7.7298,7.6911509999999996,7.3065934499999994,6.9412637774999988,6.5942005886249984,6.8,null,null,null,"Virginia",28.76462208933377,26.809415029851291,20.001602051423241,18.26146267294942,15.717046830214388,14.931194488703667,14.184634764268484,13.475403026055059,8.0852418156330348]
[null,"Washington",50.7,46,31,30.721,30.567395000000001,29.039025249999998,27.587073987499998,26.207720288124996,25.35,null,null,null,"Washington",21.419903528644383,20.156386279712184,16.857804045077891,15.391175093156116,13.246683688130547,12.584349503724019,11.955132028537816,11.357375427110926,6.8144252562665555]
[null,"West Virginia",16.100000000000001,14.7,9.8000000000000007,9.7118000000000002,9.6632409999999993,9.1800789499999986,8.7210750024999975,8.2850212523749978,8.0500000000000007,null,null,null,"West Virginia",31.058254773115515,28.431804050992216,21.166388542489123,19.324912739292571,16.632323705547527,15.80070752027015,15.010672144256642,14.26013853704381,8.5560831222262852]
[null,"Wisconsin",97.3,88,57.4,56.883399999999995,56.598982999999997,53.769033849999992,51.08058215749999,48.526553049624987,48.65,null,null,null,"Wisconsin",39.507344715871511,37.300545253694004,28.461659920632819,25.985495507537763,22.364870608271666,21.246627077858083,20.184295723965178,19.175080937766918,11.50504856266015]
[null,"Wyoming",84.8,76.400000000000006,48.9,{"$f":"E116*(1-F$7)","v":48.459899999999998},{"$f":"F116*(1-G$7)","v":48.217600499999996},{"$f":"G116*(1-H$7)","v":45.806720474999992},{"$f":"H116*(1-I$7)","v":43.516384451249991},41.340565228687488,42.4,null,null,null,"Wyoming",36.787569227983482,33.759105301615335,25.246766772455743,{"$f":"R116*(1-S$7)","v":23.050298063252093},{"$f":"S116*(1-T$7)","v":19.838641657504244},{"$f":"T116*(1-U$7)","v":18.846709574629031},17.90437409589758,17.009155391102702,10.205493234661621]

{"sheet":"Energy Price Projections","index":12,"n_rows":326,"n_cols":69,"rows_kept":326,"cut":false,"hidden":true,"merged":[[122,2,122,3],[178,2,178,3],[57,37,57,38],[119,37,119,38]]}
[]
[null,"Energy Price Projections"]
[]
[null,"Electricity Prices cents per kWh (2011$) ",null,null,null,null,null,null,null,null,null,null,null,null,null,null,null,null,null,null,null,null,null,null,null,null,null,null,null,null,null,null,null,null,null,null,"Natural Gas Prices $ / MMBtu (2011$) "]
[null,null,"Source: AEO 2013, Electric Power Projection by Region, Tables 55.1-55.9 http://www.eia.gov/forecasts/aeo/data.cfm ",null,null,null,null,null,null,null,null,null,null,null,null,null,null,null,null,null,null,null,null,null,null,null,null,null,null,null,null,null,null,null,null,null,null,"Source: AEO 2013, Electric Power Projection by Region, Tables 55.1-55.9 http://www.eia.gov/forecasts/aeo/data.cfm "]
[]
[null,"Residential",null,null,null,null,null,null,null,null,null,null,null,null,null,null,null,null,null,null,null,null,null,null,null,null,null,null,null,null,null,null,null,null,null,null,"Residential"]
[null,"#","Region",null,2011,2012,2013,2014,2015,2016,2017,2018,2019,2020,2021,2022,2023,2024,2025,2026,2027,2028,2029,2030,2031,2032,2033,2034,2035,2036,2037,2038,2039,2040,null,null,"#","Region",null,2011,2012,2013,2014,2015,2016,2017,2018,2019,2020,2021,2022,2023,2024,2025,2026,2027,2028,2029,2030,2031,2032,2033,2034,2035,2036,2037,2038,2039,2040]
[null,1,"ERCT",null,11.2751,10.903941,10.236698000000001,10.574726999999999,10.477392999999999,10.62415,10.704326,10.85952,10.943073,11.154491,11.612803,12.128242,11.978785999999999,12.191912,12.216419999999999,12.522180000000001,12.929904000000001,13.285352,13.581972,13.656105,13.736882,13.854354000000001,13.892647,14.160868000000001,14.252433999999999,14.575134,14.871423999999999,15.087674,15.340457000000001,15.364307999999999,null,null,1,"New England ",null,13.749829,13.275833,13.334768,13.121632,12.948214999999999,13.402051999999999,13.710036000000001,14.113783,14.324925,14.487809,14.622536999999999,14.828464,15.006371,15.165295,15.286032000000001,15.563174,15.648075,15.808320999999999,15.961722999999999,16.108685999999999,16.308759999999999,16.489443000000001,16.697668,16.986360999999999,17.294346000000001,17.693991,17.98826,18.410080000000001,18.607292000000001,18.917871000000002]
[null,2,"RFCM",null,13.44,11.623836000000001,11.348212999999999,11.615966,12.008164000000001,12.341517,12.698363000000001,12.692472,12.684309000000001,12.675295999999999,12.663733000000001,12.672969999999999,12.704707000000001,12.775370000000001,12.821477,12.790317,12.802173,12.806566999999999,12.7753,12.696932,12.678125,12.679475999999999,12.704840000000001,12.777378000000001,12.825298999999999,12.865971999999999,12.877095000000001,12.958899000000001,13.068773999999999,13.181979,null,null,2,"Middle Atlantic ",null,12.581223,12.153114,12.101941,11.936802,11.756869,12.191466999999999,12.421128,12.764744,12.938112,13.086956000000001,13.202745,13.432504,13.626386,13.782135,13.895759999999999,14.181978000000001,14.257023,14.409037,14.552016,14.687663000000001,14.879704,15.024144,15.213665000000001,15.481662,15.763496999999999,16.146065,16.413402999999999,16.817993000000001,16.999003999999999,17.306328000000001]
[null,3,"RFCW",null,11.1976,11.602641,11.315607999999999,11.330679999999999,11.380324999999999,11.665808999999999,11.961969,12.052353,12.00712,11.928443,12.030881000000001,12.090407000000001,12.182264999999999,12.270333000000001,12.3384,12.420540000000001,12.450538,12.459258999999999,12.481164,12.491015000000001,12.502189,12.522826999999999,12.558055,12.634216,12.712828999999999,12.849988,12.979025999999999,13.064727,13.166954,13.235924000000001,null,null,3,"East North Central ",null,9.5392039999999998,9.186909,9.1247000000000007,8.8206260000000007,8.550122,9.0399039999999999,9.3753569999999993,9.7689789999999999,9.9752860000000005,10.106405000000001,10.267135,10.485552,10.703625000000001,10.842798,10.925519,11.066800000000001,11.155075999999999,11.297791,11.429873000000001,11.542037000000001,11.696441,11.849947,12.053875,12.377587999999999,12.729383,13.167735,13.586824999999999,13.998824000000001,14.203881000000001,14.493833]
[null,4,"SRDA",null,8.9731009999999998,9.3214210000000008,9.1073769999999996,9.5042939999999998,9.6960519999999999,9.9562349999999995,10.121959,9.9862629999999992,9.9610299999999992,10.007667,10.037684,10.149609,10.205803,10.314123,10.546970999999999,10.788558999999999,10.482264000000001,10.542453,10.605243,10.588309000000001,10.608214,10.634311,10.645911,10.778063,11.058154,11.024497,11.103516000000001,11.256133999999999,11.363059,11.445002000000001,null,null,4,"West North Central ",null,9.6049810000000004,9.3681979999999996,9.3594650000000001,9.0696600000000007,8.8063190000000002,9.3034119999999998,9.7014739999999993,10.155554,10.406094,10.553319,10.740225000000001,10.937573,11.129166,11.253755999999999,11.331192,11.451587999999999,11.534084999999999,11.667927000000001,11.796044999999999,11.901676,12.051771,12.234489,12.450123,12.778774,13.151649000000001,13.575756999999999,13.998246,14.424415,14.653155999999999,14.941423]
[null,5,"SRGW",null,9.9748999999999999,9.1273099999999996,8.8316199999999991,8.8722329999999996,8.9184009999999994,9.1857220000000002,9.4549819999999993,9.501277,9.529731,9.537312,9.5517640000000004,9.6004059999999996,9.6844509999999993,9.7839779999999994,9.8577779999999997,9.9612619999999996,9.9837059999999997,9.9948990000000002,10.022199000000001,10.061538000000001,10.104977999999999,10.097747,10.093208000000001,10.148059,10.222003000000001,10.312419,10.356024,10.396266000000001,10.477247999999999,10.552441,null,null,5,"South Atlantic ",null,13.442408,13.281324,12.858129999999999,12.504448,12.268564,12.761267999999999,13.028772,13.375014999999999,13.560187000000001,13.713870999999999,13.887423,14.162614,14.428838000000001,14.606256,14.745145000000001,14.95173,15.055439,15.242934999999999,15.416039,15.609398000000001,15.841571999999999,15.993594,16.200130000000001,16.522535000000001,16.876642,17.282689999999999,17.671215,18.087904000000002,18.256266,18.582730999999999]
[null,6,"SRSE",null,11.290998999999999,9.9417609999999996,9.8655190000000008,10.165856,10.241626,10.415759,10.676551999999999,10.798292999999999,10.710372,10.660142,10.633839999999999,10.575730999999999,10.525302999999999,10.487019999999999,10.441585,10.410137000000001,10.400852,10.351478,10.352418,10.318818,10.226883000000001,10.193469,10.209311,10.248856999999999,10.314375999999999,10.349117,10.377879,10.430519,10.476645,10.532926,null,null,6,"East South Central ",null,10.911719,11.438096,11.221843,11.070755,10.871482,11.418558000000001,11.719708000000001,12.076003,12.257407000000001,12.412654,12.594559,12.909585,13.219925,13.419724,13.55006,13.769209999999999,13.919069,14.128712999999999,14.32741,14.507479,14.73184,14.915324,15.179907999999999,15.577893,15.979825999999999,16.513200999999999,17.005147999999998,17.477543000000001,17.724395999999999,18.089403000000001]
[null,7,"SRCE",null,9.7899999999999991,8.2722479999999994,8.1154360000000008,8.1342339999999993,8.0819080000000003,8.2849760000000003,8.23508,8.1429430000000007,8.0576120000000007,8.0105029999999999,7.9538929999999999,7.8765159999999996,7.8018080000000003,7.7374029999999996,7.7484270000000004,7.7312659999999997,7.7148009999999996,7.7035390000000001,7.6599899999999996,7.6227280000000004,7.6095699999999997,7.5685060000000002,7.5573759999999996,7.5971690000000001,7.6215820000000001,7.5900980000000002,7.602805,7.6295770000000003,7.6682730000000001,7.7097889999999998,null,null,7,"West South Central ",null,10.608043,10.048954,10.009157999999999,9.8259229999999995,9.5838830000000002,10.073819,10.311289,10.60436,10.719398,10.813364999999999,10.935657000000001,11.191713999999999,11.440467,11.571147,11.64364,11.803940000000001,11.901961999999999,12.064406999999999,12.209553,12.331403,12.495419999999999,12.615643,12.819463000000001,13.153597,13.483853,13.949152,14.368548000000001,14.763346,14.938097000000001,15.239687]
[null,8,"SRVC",null,10.6319,10.790006,10.818403999999999,11.039133,11.177967000000001,11.381080000000001,11.414375,11.479348999999999,11.465106,11.450068,11.352040000000001,11.239317,11.169573,11.109609000000001,11.035378,10.987871999999999,10.872655,10.812018,10.760042,10.694419,10.660456999999999,10.626657,10.626606000000001,10.660610999999999,10.734175,10.785952,10.817460000000001,10.868467000000001,10.914493,10.930071999999999,null,null,8,"Mountain ",null,9.1956579999999999,9.0315569999999994,9.4224949999999996,9.3309300000000004,9.1478800000000007,9.7061659999999996,10.058242,10.496641,10.782866,10.945603,11.218260000000001,11.528859000000001,11.81747,11.988287,12.081028999999999,12.195162,12.307712,12.467549,12.632542000000001,12.774614,12.954926,13.18342,13.41061,13.731676,14.125484,14.51967,14.921716,15.368866000000001,15.637117999999999,15.959471000000001]
[null,9,"SPNO",null,10.631800999999999,10.559500999999999,10.826866000000001,11.081832,11.352964,11.602430999999999,11.612164999999999,11.464801,11.291703999999999,11.171061999999999,11.067067,10.961516,10.922132,10.896197000000001,10.875213,10.762511999999999,10.698527,10.641769999999999,10.659808,10.668063,10.616701000000001,10.592192000000001,10.580126999999999,10.545227000000001,10.689876,10.927348,11.070015,11.103127000000001,11.000064,10.882944999999999,null,null,9,"Pacific ",null,10.123925,9.5670210000000004,9.8779950000000003,9.7386669999999995,10.421348,11.023863,11.462261,11.995073,12.343087000000001,12.51975,12.796441,13.024922999999999,13.236152000000001,13.366071,13.378292,13.421481,13.489072999999999,13.601000000000001,13.740866,13.858048999999999,14.010242,14.236729,14.468214,14.755682999999999,15.126531,15.553554999999999,15.995447,16.446211000000002,16.694592,16.989336000000002]
[null,10,"SPSO",null,9.2620000000000005,8.4980770000000003,7.9826160000000002,8.0559089999999998,8.2270839999999996,8.6095349999999993,8.8807600000000004,8.8347370000000005,8.8606440000000006,8.9043729999999996,8.9553989999999999,9.022945,9.129289,9.2229890000000001,9.2931869999999996,9.3737790000000007,9.4682180000000002,9.627929,9.6822169999999996,9.6485199999999995,9.7346470000000007,9.8131740000000001,9.9096080000000004,9.8922129999999999,10.03434,10.269216999999999,10.480426,10.641422,10.806365,10.86004]
[null,11,"AZNM",null,11.345000000000001,10.906844,11.070109,11.276503,11.219054,11.349252999999999,11.556324999999999,11.620948,11.696259,11.66051,11.661695999999999,11.861238,12.063727,12.271291,12.318859,12.338058999999999,12.530536,12.663627999999999,12.783906999999999,12.902132999999999,13.01858,13.160204,13.218159999999999,13.277107000000001,13.473025,13.738405999999999,13.907271,14.020586,14.198801,14.393414,null,null,"Commercial"]
[null,12,"FRCC",null,11.472799,10.464819,10.443096000000001,10.736274999999999,10.882018,11.090476000000001,11.109756000000001,11.071361,10.996549999999999,10.943346999999999,10.909205999999999,10.919692,10.973964,10.999347,11.009847000000001,11.026038,11.049128,11.073651,11.106154,11.145986000000001,11.202109,11.3026,11.421237,11.591182999999999,11.780061,11.978584,12.198062,12.434176000000001,12.612361,12.772627,null,null,"#","Region",null,2011,2012,2013,2014,2015,2016,2017,2018,2019,2020,2021,2022,2023,2024,2025,2026,2027,2028,2029,2030,2031,2032,2033,2034,2035,2036,2037,2038,2039,2040]
[null,13,"CAMX",null,14.840301,15.389389,15.277915,15.357574,15.310295,15.317152999999999,15.234897,15.093415999999999,14.992751,15.373543,15.620862000000001,15.258597999999999,14.853904,14.637694,14.766253000000001,14.795332999999999,14.449744000000001,14.250397,14.253648999999999,14.301803,14.594253,14.738571,14.626367999999999,14.675742,14.858684999999999,15.036013000000001,15.206,15.378660999999999,15.511561,15.628617999999999,null,null,1,"New England ",null,10.728605,9.8237970000000008,10.255188,9.9743969999999997,9.8161539999999992,10.197927,10.426213000000001,10.752819000000001,10.895094,10.997006000000001,11.067231,11.21144,11.32633,11.423717,11.481236000000001,11.693796000000001,11.711524000000001,11.804751,11.890134,11.969632000000001,12.102418999999999,12.212009,12.35079,12.571649000000001,12.813385,13.149915,13.381804000000001,13.746793,13.888895,14.143449]
[null,14,"NWPP",null,8.8338000000000001,8.6943219999999997,8.6996280000000006,8.6652539999999991,8.6414249999999999,8.7976899999999993,8.8701039999999995,8.9332410000000007,8.6843570000000003,8.3936679999999999,8.072851,8.0382879999999997,8.1910340000000001,8.2329640000000008,8.2556619999999992,8.2304600000000008,8.3590959999999992,8.4876769999999997,8.5505659999999999,8.6318920000000006,8.6923890000000004,8.7508689999999998,8.8020150000000008,8.8521219999999996,8.961074,9.0667100000000005,9.2032170000000004,9.3667820000000006,9.4729279999999996,9.6294360000000001,null,null,2,"Middle Atlantic ",null,9.439743,8.4856189999999998,8.9193110000000004,8.6691649999999996,8.5244909999999994,8.9007620000000003,9.0600430000000003,9.3355300000000003,9.4502869999999994,9.5474510000000006,9.6061019999999999,9.7819479999999999,9.9221039999999991,10.030037,10.090686,10.321918,10.341400999999999,10.437936000000001,10.524713999999999,10.604979999999999,10.740586,10.824242,10.952261999999999,11.156499,11.374598000000001,11.696773,11.901158000000001,12.249475,12.376626999999999,12.624857]
[null,15,"RMPA",null,11.196,10.528433,10.414116,10.515150999999999,10.520376000000001,10.600002999999999,10.582614,10.515847000000001,10.405958999999999,10.500965000000001,10.588538,10.627965,10.703526,10.787675999999999,10.891413,10.984648999999999,11.039797999999999,11.099677,11.18507,11.274908999999999,11.354512,11.441248999999999,11.575405999999999,11.713836000000001,11.836645000000001,11.876144999999999,11.960115,12.101997000000001,12.395773999999999,12.714858,null,null,3,"East North Central ",null,8.3310790000000008,7.4550770000000002,7.7846780000000004,7.5195569999999998,7.3169409999999999,7.7787949999999997,8.0782249999999998,8.4364950000000007,8.6140930000000004,8.7223980000000001,8.859159,9.0513940000000002,9.2420740000000006,9.3552680000000006,9.4120729999999995,9.5254589999999997,9.5854850000000003,9.698283,9.8000190000000007,9.8816520000000008,10.004682000000001,10.124928000000001,10.294179,10.582219,10.898811,11.301736999999999,11.686373,12.064664,12.23907,12.498193000000001]
[null,16,"MORE",null,13.004300000000001,11.739101,11.871543000000001,11.753579,12.100020000000001,12.334332,12.66995,12.667361,12.655402,12.698563999999999,12.737334000000001,12.756645000000001,12.764856999999999,12.780022000000001,12.778248,12.772345,12.767308,12.760944,12.756354,12.761392000000001,12.763434,12.78196,12.802402000000001,12.824170000000001,12.867152000000001,12.93277,12.977814,13.019240999999999,13.076917,13.067268,null,null,4,"West North Central ",null,7.968801,7.0417839999999998,7.4625570000000003,7.1923380000000003,6.993398,7.4563990000000002,7.8085040000000001,8.2167169999999992,8.4304389999999998,8.5486950000000004,8.7060589999999998,8.873799,9.0346589999999996,9.1306890000000003,9.1799400000000002,9.2695399999999992,9.3211910000000007,9.4223870000000005,9.5169099999999993,9.5896310000000007,9.7058780000000002,9.8528549999999999,10.030964000000001,10.320925000000001,10.655412,11.041095,11.426074,11.815759999999999,12.011248999999999,12.265513]
[null,17,"MROW",null,10.333,9.607291,9.6214390000000005,9.9523609999999998,9.9514209999999999,10.229722000000001,10.41653,10.3568,10.305232999999999,10.267836000000001,10.233947000000001,10.226597999999999,10.241536,10.279833,10.289823999999999,10.288733000000001,10.287292000000001,10.293391,10.294665999999999,10.295707,10.304479000000001,10.363982,10.381563999999999,10.368320000000001,10.395522,10.427476,10.471437,10.485621999999999,10.459372999999999,10.432828000000001,null,null,5,"South Atlantic ",null,10.100091000000001,9.4986460000000008,9.7286079999999995,9.3920499999999993,9.1932039999999997,9.641019,9.8450439999999997,10.136578999999999,10.281843,10.401063000000001,10.536676999999999,10.770122000000001,10.994367,11.135033,11.2293,11.387961000000001,11.446600999999999,11.578025999999999,11.693749,11.826081,11.998341,12.093648,12.244495000000001,12.512104000000001,12.81263,13.171597999999999,13.512217,13.877611999999999,13.998561,14.267849]
[null,18,"NEWE",null,15.8948,18.22888,17.506398999999998,17.343631999999999,17.105629,17.017925000000002,16.887978,16.607458000000001,16.479323999999998,16.295551,16.607973000000001,16.446213,16.860365000000002,16.824995000000001,16.953638000000002,17.038209999999999,18.042997,18.099308000000001,18.259900999999999,18.316382999999998,18.397099000000001,18.475342000000001,18.629629000000001,17.895153000000001,18.188279999999999,18.785612,18.833334000000001,18.753713999999999,19.281641,18.933969000000001,null,null,6,"East South Central ",null,9.0861879999999999,8.9198219999999999,9.2114030000000007,9.0038339999999994,8.8283520000000006,9.3117260000000002,9.5368890000000004,9.8251220000000004,9.9526079999999997,10.05833,10.185912,10.43652,10.682017,10.822475000000001,10.89303,11.045582,11.126616,11.261551000000001,11.380679000000001,11.480157999999999,11.620323000000001,11.71631,11.887423999999999,12.188261000000001,12.495105000000001,12.929556,13.32302,13.695485,13.847458,14.109158000000001]
[null,19,"NYCW","NYC",26.320098999999999,20.984158999999998,19.748719999999999,20.481058000000001,20.890259,21.201504,21.253504,21.558309999999999,21.62228,21.177526,20.951281000000002,20.962883000000001,21.442450999999998,22.678673,23.535568000000001,23.988184,24.952271,26.3521,26.858000000000001,26.546147999999999,26.092554,26.149930999999999,26.598499,27.538557000000001,27.521591000000001,26.525445999999999,26.740210000000001,27.626315999999999,27.934372,28.20722,null,null,7,"West South Central ",null,7.9084940000000001,7.050135,7.427689,7.2488060000000001,7.0823869999999998,7.5661370000000003,7.7809980000000003,8.0660380000000007,8.1893820000000002,8.2948470000000007,8.4234419999999997,8.6768560000000008,8.9252350000000007,9.066236,9.1454439999999995,9.3050709999999999,9.3857549999999996,9.5232419999999998,9.639723,9.7323599999999999,9.8651850000000003,9.9537849999999999,10.123506000000001,10.424204,10.724947999999999,11.161189,11.553965,11.921891,12.073345,12.344336]
[null,20,"NYLI","Long Island",19.618500000000001,17.832134,17.227554000000001,17.491198000000001,17.403130000000001,17.463428,17.533245000000001,17.646217,17.611578000000002,17.532800999999999,17.237967000000001,17.086608999999999,17.357627999999998,18.399135999999999,18.884150000000002,19.374493000000001,19.782454000000001,20.029050999999999,18.900368,19.072371,20.622586999999999,20.711781999999999,20.247624999999999,19.24728,19.659400999999999,21.326899999999998,21.697454,20.270285000000001,20.511521999999999,21.713270000000001,null,null,8,"Mountain ",null,7.8741859999999999,7.174302,7.7461679999999999,7.6337159999999997,7.4885760000000001,8.0101750000000003,8.3191799999999994,8.719265,8.97302,9.1037359999999996,9.3509279999999997,9.6291150000000005,9.8732849999999992,9.9987290000000009,10.036554000000001,10.093163000000001,10.150563999999999,10.253963000000001,10.363818999999999,10.450238000000001,10.573542,10.747622,10.918634000000001,11.187055000000001,11.529501,11.879651000000001,12.236231,12.635517,12.852019,13.117967999999999]
[null,21,"NYUP","NY Upstate",13.625101000000001,16.997343000000001,16.148972000000001,16.507921,16.571718000000001,16.918783000000001,16.835730000000002,16.784776999999998,16.675678000000001,16.599727999999999,16.041895,16.142772999999998,16.118566999999999,16.504225000000002,16.825427999999999,17.169117,17.441828000000001,17.791799999999999,17.611986000000002,17.864622000000001,17.783944999999999,17.882356999999999,18.763331999999998,18.678539000000001,18.755773999999999,19.014752999999999,18.504593,18.713463000000001,19.794841999999999,19.487767999999999,null,null,9,"Pacific ",null,8.7053860000000007,8.2086240000000004,8.7420390000000001,8.6369609999999994,8.8806360000000009,9.4283900000000003,9.8362470000000002,10.345466999999999,10.678704,10.849619000000001,11.133604,11.353826,11.556775999999999,11.691551,11.715104,11.759116000000001,11.820710999999999,11.920539,12.047696999999999,12.148438000000001,12.280101999999999,12.494268,12.711579,12.988235,13.352546,13.773692,14.217067999999999,14.670335,14.924726,15.217713]
[null,22,"RFCE",null,14.435,14.28688,13.777765,13.852029999999999,13.612271,13.587433000000001,13.392645999999999,13.369933,13.158880999999999,13.275573,13.1632,13.078041000000001,13.102422000000001,13.074889000000001,13.06869,13.074111,12.990508999999999,12.937169000000001,13.039884000000001,13.137115,13.268527000000001,13.32461,13.382462,13.462491,13.617103999999999,13.883661,14.143663,14.280512999999999,14.466576,14.566902000000001]
[null,23,"New York Average",null,{"$f":"E29*0.53+E27*0.27+E28*0.2","v":18.251430259999999},{"$f":"F29*0.53+F27*0.27+F28*0.2","v":18.24074152},17.336620360000001,17.777323390000003,17.904006470000002,18.184046670000004,18.168031980000002,18.24591891,18.19844054,18.022348059999999,17.60664362,17.632969899999999,17.80382788,18.55030816,19.048910200000002,19.451340290000001,19.937772810000002,20.550531199999998,20.366086180000003,20.450183819999999,20.594997829999997,20.680486980000001,21.175685689999998,21.18449206,21.303269990000004,21.505069510000002,21.366781790000001,21.431297710000003,22.135851100000004,22.287120439999999,null,null,"Residential Incremental Prices"]
[null,24,"Illinois Average",null,{"$f":"(E13+E11)/2","v":10.58625},{"$f":"(F13+F11)/2","v":10.3649755},10.073613999999999,10.101456499999999,10.149362999999999,10.425765500000001,10.708475499999999,10.776814999999999,10.768425499999999,10.732877500000001,10.7913225,10.845406499999999,10.933357999999998,11.027155499999999,11.098089,11.190901,11.217122,11.227079,11.2516815,11.276276500000002,11.303583499999998,11.310286999999999,11.3256315,11.391137499999999,11.467416,11.581203500000001,11.667524999999999,11.730496500000001,11.822101,11.894182499999999,null,null,1,2,3,4,5,6,7,8,9,10,11,12,13,14,15,16,17,18,19,20,21,22,23,24,25,26,27,28,29,30,31,32,33]
[null,25,"Missouri Average",null,{"$f":"(E17+E13)/2","v":10.303350500000001},{"$f":"(F17+F13)/2","v":9.8434054999999994},9.829243,9.9770325,10.1356825,10.394076500000001,10.533573499999999,10.483039,10.410717500000001,10.354187,10.3094155,10.280961,10.3032915,10.340087499999999,10.366495499999999,10.361886999999999,10.3411165,10.318334499999999,10.341003499999999,10.364800500000001,10.360839500000001,10.344969500000001,10.336667500000001,10.346643,10.455939499999999,10.6198835,10.7130195,10.749696500000001,10.738655999999999,10.717693000000001,null,null,"#","Region",null,2011,2012,2013,2014,2015,2016,2017,2018,2019,2020,2021,2022,2023,2024,2025,2026,2027,2028,2029,2030,2031,2032,2033,2034,2035,2036,2037,2038,2039,2040]
[null,null,null,null,null,null,null,null,null,null,null,null,null,null,null,null,null,null,null,null,null,null,null,null,null,null,null,null,null,null,null,null,null,null,null,null,1,"New England ",null,"n/a",{"$f":"(AO9-AN9)","v":-0.47399599999999964},5.893499999999996E-2,-0.21313600000000044,-0.1734170000000006,0.45383700000000005,0.30798400000000115,0.40374699999999919,0.21114200000000061,0.16288400000000003,0.13472799999999907,0.20592700000000086,0.17790699999999937,0.15892400000000073,0.12073700000000009,0.27714199999999956,8.4901000000000337E-2,0.160245999999999,0.15340199999999982,0.14696299999999951,0.20007400000000075,0.18068300000000193,0.20822499999999877,0.28869299999999853,0.30798500000000217,0.39964499999999958,0.29426899999999989,0.42182000000000031,0.19721200000000039,0.3105790000000006]
[null,"Commercial",null,null,null,null,null,null,null,null,null,null,null,null,null,null,null,null,null,null,null,null,null,null,null,null,null,null,null,null,null,null,null,null,null,null,2,"Middle Atlantic ",null,"n/a",{"$f":"(AO10-AN10)","v":-0.42810899999999918},-5.1173000000000357E-2,-0.16513899999999992,-0.17993300000000012,0.43459799999999937,0.22966100000000012,0.34361600000000081,0.17336799999999997,0.14884400000000042,0.11578899999999948,0.2297589999999996,0.19388200000000033,0.15574900000000014,0.11362499999999898,0.28621800000000164,7.5044999999999362E-2,0.15201399999999943,0.14297900000000041,0.13564700000000052,0.19204099999999968,0.14443999999999946,0.18952100000000094,0.26799699999999937,0.28183499999999917,0.38256800000000091,0.26733799999999874,0.40459000000000245,0.18101099999999803,0.30732400000000126]
[null,"#","Region",null,2011,2012,2013,2014,2015,2016,2017,2018,2019,2020,2021,2022,2023,2024,2025,2026,2027,2028,2029,2030,2031,2032,2033,2034,2035,2036,2037,2038,2039,2040,null,null,3,"East North Central ",null,"n/a",{"$f":"(AO11-AN11)","v":-0.3522949999999998},-6.2208999999999293E-2,-0.30407399999999996,-0.27050400000000074,0.48978199999999994,0.33545299999999934,0.39362200000000058,0.20630700000000068,0.13111899999999999,0.16072999999999915,0.21841700000000053,0.21807300000000041,0.13917299999999955,8.2720999999999378E-2,0.1412810000000011,8.8275999999998689E-2,0.14271500000000081,0.13208200000000048,0.11216399999999993,0.15440399999999954,0.15350600000000014,0.20392799999999944,0.3237129999999997,0.35179500000000097,0.43835200000000007,0.41908999999999885,0.41199900000000156,0.20505700000000004,0.28995199999999954]
[null,1,"ERCT",null,8.9525000000000006,7.0995489999999997,6.5018469999999997,6.7642220000000002,6.6240410000000001,6.802791,6.9797710000000004,7.1379440000000001,7.2153119999999999,7.3982859999999997,7.8300239999999999,8.3112729999999999,8.086646,8.1519270000000006,7.9461630000000003,8.0187170000000005,8.2855640000000008,8.5713380000000008,8.847766,8.9197260000000007,9.0022000000000002,9.1141349999999992,9.1497709999999994,9.4172209999999996,9.5124440000000003,9.8357449999999993,10.149820999999999,10.385927000000001,10.658129000000001,10.707621,null,null,4,"West North Central ",null,"n/a",{"$f":"(AO12-AN12)","v":-0.23678300000000085},-8.7329999999994357E-3,-0.28980499999999942,-0.26334100000000049,0.49709299999999956,0.39806199999999947,0.45408000000000115,0.2505399999999991,0.14722500000000061,0.18690600000000046,0.19734799999999986,0.19159299999999924,0.12458999999999953,7.7436000000000504E-2,0.1203959999999995,8.2497000000000043E-2,0.13384200000000135,0.12811799999999884,0.1056310000000007,0.15009500000000031,0.18271799999999949,0.21563399999999966,0.32865100000000069,0.37287500000000051,0.4241079999999986,0.42248900000000056,0.4261689999999998,0.22874099999999942,0.28826700000000116]
[null,2,"RFCM",null,10.345901,8.7554230000000004,8.639386,8.7183430000000008,8.9561109999999999,9.2196599999999993,9.4956800000000001,9.4790170000000007,9.4649640000000002,9.4128600000000002,9.3721820000000005,9.3595249999999997,9.3614560000000004,9.3938559999999995,9.4095949999999995,9.3602220000000003,9.3744610000000002,9.3889800000000001,9.3784039999999997,9.31935,9.3190930000000005,9.3303770000000004,9.3706110000000002,9.4479930000000003,9.5080849999999995,9.5683550000000004,9.6026679999999995,9.6960169999999994,9.8051980000000007,9.9214120000000001,null,null,5,"South Atlantic ",null,"n/a",{"$f":"(AO13-AN13)","v":-0.16108400000000067},-0.42319400000000051,-0.35368199999999916,-0.23588400000000043,0.49270399999999981,0.26750400000000063,0.34624299999999941,0.18517200000000145,0.15368399999999838,0.17355200000000082,0.27519099999999952,0.26622400000000113,0.17741799999999941,0.13888900000000071,0.20658499999999869,0.10370900000000027,0.18749599999999944,0.17310400000000037,0.19335900000000095,0.23217399999999877,0.15202200000000055,0.20653600000000161,0.32240499999999983,0.35410699999999906,0.40604799999999841,0.38852500000000134,0.41668900000000164,0.16836199999999835,0.32646499999999889]
[null,3,"RFCW",null,9.2357010000000006,10.306196,9.9835940000000001,9.833933,9.7489919999999994,10.010577,10.309642,10.455636999999999,10.478728,10.421262,10.539085,10.584521000000001,10.675484000000001,10.71224,10.678349000000001,10.650458,10.614746,10.587298000000001,10.605074999999999,10.62303,10.652013,10.695071,10.753429000000001,10.859078999999999,10.974318999999999,11.159817,11.338592999999999,11.478714,11.632690999999999,11.740481000000001,null,null,6,"East South Central ",null,"n/a",{"$f":"(AO14-AN14)","v":0.52637700000000009},-0.21625300000000003,-0.15108799999999967,-0.19927299999999981,0.54707600000000056,0.30114999999999981,0.35629499999999936,0.18140400000000056,0.15524699999999925,0.18190500000000043,0.31502599999999958,0.31034000000000006,0.1997990000000005,0.13033599999999979,0.21914999999999907,0.14985900000000107,0.20964399999999905,0.19869700000000101,0.18006899999999959,0.22436100000000003,0.18348399999999998,0.26458399999999926,0.39798500000000026,0.40193299999999965,0.53337499999999949,0.49194699999999969,0.47239500000000234,0.24685299999999799,0.36500700000000208]
[null,4,"SRDA",null,8.0798000000000005,8.2152200000000004,8.1259870000000003,8.3472430000000006,8.516553,8.7713839999999994,8.8603850000000008,8.738327,8.7174230000000001,8.729177,8.745673,8.8489039999999992,8.9085070000000002,8.999485,9.2244240000000008,9.4615150000000003,9.1600020000000004,9.2242879999999996,9.2760400000000001,9.2623359999999995,9.2854130000000001,9.3132990000000007,9.3340519999999998,9.4872680000000003,9.7774129999999992,9.7692870000000003,9.8788459999999993,10.044687,10.162518,10.263762,null,null,7,"West South Central ",null,"n/a",{"$f":"(AO15-AN15)","v":-0.55908900000000017},-3.9796000000000831E-2,-0.18323499999999981,-0.24203999999999937,0.48993600000000015,0.23747000000000007,0.29307099999999942,0.1150380000000002,9.3966999999999246E-2,0.12229200000000162,0.25605699999999842,0.24875300000000067,0.13067999999999991,7.2492999999999697E-2,0.16030000000000122,9.8021999999998499E-2,0.16244499999999995,0.14514600000000044,0.12185000000000024,0.16401699999999941,0.12022300000000108,0.20382000000000033,0.33413399999999882,0.33025600000000033,0.46529899999999991,0.41939600000000077,0.39479799999999976,0.17475100000000054,0.30158999999999914]
[null,5,"SRGW",null,8.0188009999999998,8.0993060000000003,7.848433,7.6429799999999997,7.5963219999999998,7.8363649999999998,8.1336130000000004,8.2243089999999999,8.3146409999999999,8.3504400000000008,8.3790119999999995,8.4362290000000009,8.5102960000000003,8.5557130000000008,8.5428080000000008,8.5630469999999992,8.5449809999999999,8.5543809999999993,8.6067940000000007,8.6755040000000001,8.7592859999999995,8.7846390000000003,8.8103210000000001,8.8949890000000007,9.0040449999999996,9.1338249999999999,9.2214100000000006,9.3051790000000008,9.431654,9.5425839999999997,null,null,8,"Mountain ",null,"n/a",{"$f":"(AO16-AN16)","v":-0.1641010000000005},0.39093800000000023,-9.156499999999923E-2,-0.18304999999999971,0.55828599999999895,0.35207600000000028,0.43839900000000043,0.28622499999999995,0.16273699999999991,0.27265700000000059,0.31059899999999985,0.28861099999999951,0.17081699999999955,9.2741999999999436E-2,0.11413300000000071,0.11255000000000059,0.15983699999999956,0.16499300000000083,0.14207199999999887,0.18031200000000069,0.22849399999999953,0.22719000000000023,0.32106600000000007,0.39380799999999994,0.39418599999999948,0.40204600000000035,0.4471500000000006,0.2682519999999986,0.32235300000000144]
[null,6,"SRSE",null,10.0509,8.7143549999999994,8.7847840000000001,8.963165,9.0657139999999998,9.2608940000000004,9.4945640000000004,9.5987120000000008,9.5110539999999997,9.4309019999999997,9.3885450000000006,9.3250460000000004,9.2716200000000004,9.2297740000000008,9.1769669999999994,9.1405279999999998,9.1226819999999993,9.0714170000000003,9.0652869999999997,9.0352569999999996,8.9547699999999999,8.9262949999999996,8.9435830000000003,8.9899719999999999,9.064864,9.1136470000000003,9.1551690000000008,9.2212019999999999,9.2832120000000007,9.3537090000000003,null,null,9,"Pacific ",null,"n/a",{"$f":"(AO17-AN17)","v":-0.5569039999999994},0.31097399999999986,-0.13932800000000078,0.68268100000000054,0.60251500000000036,0.4383979999999994,0.53281199999999984,0.34801400000000093,0.17666299999999957,0.27669099999999958,0.22848199999999963,0.21122900000000122,0.12991899999999923,1.2221000000000259E-2,4.3188999999999922E-2,6.759199999999943E-2,0.11192700000000144,0.1398659999999996,0.11718299999999893,0.15219300000000047,0.22648700000000055,0.23148499999999927,0.28746899999999975,0.37084800000000051,0.4270239999999994,0.44189200000000106,0.45076400000000127,0.24838099999999841,0.29474400000000145]
[null,7,"SRCE",null,9.8136010000000002,8.2086000000000006,8.2795419999999993,8.1958120000000001,8.1983440000000005,8.4529540000000001,8.4378119999999992,8.3688520000000004,8.3070970000000006,8.2505830000000007,8.1913149999999995,8.1172249999999995,8.0423489999999997,7.9717140000000004,7.9875699999999998,7.9656029999999998,7.9433930000000004,7.9272359999999997,7.8755230000000003,7.8384559999999999,7.8261760000000002,7.7863680000000004,7.7731589999999997,7.8274419999999996,7.8636540000000004,7.8536419999999998,7.8825529999999997,7.9279830000000002,7.9855359999999997,8.0425120000000003]
[null,8,"SRVC",null,8.2806999999999995,8.2843689999999999,8.3593270000000004,8.4110739999999993,8.4520009999999992,8.5872030000000006,8.584365,8.6286349999999992,8.6094240000000006,8.5686450000000001,8.4729209999999995,8.3762509999999999,8.325901,8.2853999999999992,8.2384749999999993,8.2141470000000005,8.1400159999999993,8.1095790000000001,8.0849489999999999,8.0568270000000002,8.054684,8.0455330000000007,8.0650879999999994,8.1194419999999994,8.2092270000000003,8.2840260000000008,8.3468590000000003,8.4213090000000008,8.4870979999999996,8.5286519999999992,null,null,"Commercial Incremental Prices"]
[null,9,"SPNO",null,8.7295999999999996,8.5128009999999996,8.9823570000000004,9.1125579999999999,9.3421210000000006,9.5758390000000002,9.5910580000000003,9.4686509999999995,9.3107310000000005,9.1840460000000004,9.0813980000000001,8.9889279999999996,8.975047,8.9571830000000006,8.9468920000000001,8.8522239999999996,8.7980789999999995,8.7553400000000003,8.7979869999999991,8.8096069999999997,8.7783160000000002,8.7702749999999998,8.7901030000000002,8.7810659999999991,8.966272,9.2312759999999994,9.3860880000000009,9.4466570000000001,9.3566050000000001,9.2754779999999997,null,null,"#","Region",null,2011,2012,2013,2014,2015,2016,2017,2018,2019,2020,2021,2022,2023,2024,2025,2026,2027,2028,2029,2030,2031,2032,2033,2034,2035,2036,2037,2038,2039,2040]
[null,10,"SPSO",null,7.6474000000000002,6.9468839999999998,6.5595270000000001,6.537903,6.652482,7.0304880000000001,7.2691660000000002,7.2609070000000004,7.3178799999999997,7.3564769999999999,7.4162290000000004,7.4954809999999998,7.6122889999999996,7.6952980000000002,7.7369969999999997,7.8003859999999996,7.8809170000000002,8.0365749999999991,8.1089470000000006,8.0993530000000007,8.1844819999999991,8.2642790000000002,8.3707550000000008,8.3904859999999992,8.5478950000000005,8.8067679999999999,9.0425939999999994,9.2430719999999997,9.4626190000000001,9.5221280000000004,null,null,1,"New England ",null,"n/a",{"$f":"(AO21-AN21)","v":-0.90480799999999917},0.43139099999999964,-0.28079100000000068,-0.15824300000000058,0.38177300000000081,0.22828600000000066,0.32660599999999995,0.14227499999999971,0.10191200000000045,7.0224999999998872E-2,0.14420900000000003,0.11489000000000082,9.7386999999999446E-2,5.7519000000000986E-2,0.21255999999999986,1.7727999999999966E-2,9.3226999999998839E-2,8.5383000000000209E-2,7.9498000000000957E-2,0.13278699999999866,0.10959000000000074,0.13878099999999982,0.2208590000000008,0.24173599999999951,0.33652999999999977,0.23188900000000068,0.36498899999999956,0.14210199999999951,0.25455400000000061]
[null,11,"AZNM",null,9.5425000000000004,8.9802429999999998,9.1716789999999992,9.1113920000000004,9.0378939999999997,9.15029,9.2814899999999998,9.3118230000000004,9.3391850000000005,9.1360779999999995,9.1256070000000005,9.3075519999999994,9.4568790000000007,9.6244960000000006,9.5506650000000004,9.589912,9.7539599999999993,9.8411390000000001,9.9246440000000007,10.011725999999999,10.091415,10.172158,10.240033,10.310936999999999,10.507571,10.755786000000001,10.889085,11.005482000000001,11.190276000000001,11.373466000000001,null,null,2,"Middle Atlantic ",null,"n/a",{"$f":"(AO22-AN22)","v":-0.95412400000000019},0.43369200000000063,-0.25014600000000087,-0.14467400000000019,0.37627100000000091,0.15928100000000001,0.27548700000000004,0.11475699999999911,9.7164000000001138E-2,5.8650999999999343E-2,0.17584599999999995,0.14015599999999928,0.10793300000000094,6.0648999999999731E-2,0.23123200000000033,1.9482999999999251E-2,9.6535000000001148E-2,8.6777999999998912E-2,8.0265999999999948E-2,0.135606000000001,8.3655999999999509E-2,0.12801999999999936,0.20423700000000089,0.21809900000000049,0.32217499999999966,0.20438500000000026,0.34831699999999977,0.12715199999999882,0.24823000000000128]
[null,12,"FRCC",null,9.8154000000000003,8.7942649999999993,8.7768800000000002,8.8964370000000006,8.9540000000000006,9.1174569999999999,9.1153709999999997,9.0741840000000007,8.9976970000000005,8.9211960000000001,8.8762760000000007,8.8806469999999997,8.9282749999999993,8.9520800000000005,8.9638310000000008,8.9849119999999996,9.0135360000000002,9.045356,9.084543,9.1300790000000003,9.1901200000000003,9.2960609999999999,9.4088860000000007,9.5853409999999997,9.7689889999999995,9.9761380000000006,10.200988000000001,10.439451,10.615125000000001,10.786489,null,null,3,"East North Central ",null,"n/a",{"$f":"(AO23-AN23)","v":-0.87600200000000061},0.32960100000000025,-0.26512100000000061,-0.20261599999999991,0.46185399999999976,0.29943000000000008,0.35827000000000098,0.1775979999999997,0.10830499999999965,0.13676099999999991,0.19223500000000016,0.1906800000000004,0.11319400000000002,5.6804999999998884E-2,0.11338600000000021,6.0026000000000579E-2,0.11279799999999973,0.10173600000000071,8.1633000000000067E-2,0.12302999999999997,0.12024599999999985,0.16925099999999915,0.28804000000000052,0.31659199999999998,0.40292599999999901,0.38463600000000042,0.37829100000000082,0.17440599999999939,0.25912300000000066]
[null,13,"CAMX",null,13.07,13.552752,13.377169,13.550827,13.569328000000001,13.613523000000001,13.610776,13.498122,13.447214000000001,13.823874999999999,14.180228,13.866666,13.475799,13.297601999999999,13.45626,13.619046000000001,13.226782999999999,12.938264999999999,12.889369,12.90348,13.055472,13.151265,13.105605000000001,13.174179000000001,13.348833000000001,13.519689,13.688072,13.859965000000001,13.994434999999999,14.117793000000001,null,null,4,"West North Central ",null,"n/a",{"$f":"(AO24-AN24)","v":-0.9270170000000002},0.42077300000000051,-0.27021899999999999,-0.19894000000000034,0.46300100000000022,0.35210499999999989,0.40821299999999905,0.21372200000000063,0.11825600000000058,0.15736399999999939,0.16774000000000022,0.16085999999999956,9.6030000000000726E-2,4.9250999999999934E-2,8.9599999999999014E-2,5.1651000000001446E-2,0.10119599999999984,9.4522999999998802E-2,7.2721000000001368E-2,0.11624699999999955,0.14697699999999969,0.17810900000000096,0.28996099999999991,0.33448699999999931,0.38568300000000022,0.38497899999999952,0.38968599999999931,0.19548900000000025,0.25426400000000093]
[null,14,"NWPP",null,7.7770000000000001,7.5582589999999996,7.6557320000000004,7.5262880000000001,7.5267369999999998,7.71591,7.8086359999999999,7.9052030000000002,7.657178,7.3515370000000004,7.0393480000000004,7.0222319999999998,7.1454690000000003,7.1581130000000002,7.0832860000000002,7.0616310000000002,7.1921759999999999,7.2796269999999996,7.3141870000000004,7.3656689999999996,7.3967090000000004,7.4381349999999999,7.4560979999999999,7.4949000000000003,7.5921209999999997,7.6847649999999996,7.8279940000000003,7.9961140000000004,8.0934670000000004,8.2782160000000005,null,null,5,"South Atlantic ",null,"n/a",{"$f":"(AO25-AN25)","v":-0.60144500000000001},0.22996199999999867,-0.33655800000000013,-0.19884599999999963,0.4478150000000003,0.20402499999999968,0.29153499999999966,0.14526400000000095,0.11922000000000033,0.13561399999999857,0.23344500000000146,0.22424499999999981,0.14066599999999951,9.4267000000000323E-2,0.15866100000000039,5.8639999999998693E-2,0.13142500000000013,0.11572300000000091,0.13233199999999989,0.17225999999999964,9.5307000000000031E-2,0.15084700000000062,0.26760900000000021,0.30052599999999963,0.35896799999999907,0.34061900000000023,0.36539499999999947,0.12094900000000131,0.26928799999999953]
[null,15,"RMPA",null,9.3436000000000003,8.6314379999999993,8.5846140000000002,8.4879479999999994,8.4908180000000009,8.6102279999999993,8.6015999999999995,8.5975940000000008,8.5679379999999998,8.6833899999999993,8.7150789999999994,8.7452419999999993,8.816535,8.8835300000000004,8.9901219999999995,9.0525160000000007,9.0830219999999997,9.1254200000000001,9.1960669999999993,9.2720590000000005,9.3460169999999998,9.4264510000000001,9.5705829999999992,9.7089949999999998,9.8215669999999999,9.8762000000000008,9.9822059999999997,10.143397,10.499183,10.775479000000001,null,null,6,"East South Central ",null,"n/a",{"$f":"(AO26-AN26)","v":-0.16636600000000001},0.29158100000000076,-0.20756900000000122,-0.17548199999999881,0.48337399999999953,0.22516300000000022,0.28823299999999996,0.12748599999999932,0.10572200000000009,0.12758200000000031,0.25060799999999972,0.2454970000000003,0.14045800000000064,7.0554999999998813E-2,0.15255200000000002,8.1034000000000717E-2,0.13493500000000047,0.1191279999999999,9.9478999999998763E-2,0.14016500000000143,9.5986999999999156E-2,0.17111399999999932,0.30083700000000135,0.30684399999999989,0.43445099999999925,0.39346399999999981,0.37246500000000005,0.15197299999999991,0.26170000000000115]
[null,16,"MORE",null,9.8773,8.6479909999999993,8.9886330000000001,8.7816489999999998,9.0454840000000001,9.2189779999999999,9.4544759999999997,9.4098959999999998,9.3585539999999998,9.3217689999999997,9.3074259999999995,9.2771369999999997,9.2553280000000004,9.2408239999999999,9.2164339999999996,9.1907630000000005,9.1690079999999998,9.1511820000000004,9.1403610000000004,9.1426540000000003,9.1447590000000005,9.1619829999999993,9.1804290000000002,9.201568,9.244059,9.3065669999999994,9.3486130000000003,9.3915129999999998,9.4450430000000001,9.4442439999999994,null,null,7,"West South Central ",null,"n/a",{"$f":"(AO27-AN27)","v":-0.85835900000000009},0.37755399999999995,-0.1788829999999999,-0.16641900000000032,0.48375000000000057,0.21486099999999997,0.2850400000000004,0.12334399999999945,0.10546500000000059,0.1285949999999989,0.25341400000000114,0.24837899999999991,0.14100099999999927,7.9207999999999501E-2,0.15962700000000041,8.0683999999999756E-2,0.13748700000000014,0.11648100000000028,9.2636999999999858E-2,0.13282500000000041,8.8599999999999568E-2,0.1697210000000009,0.3006979999999988,0.3007439999999999,0.43624100000000077,0.39277599999999957,0.36792600000000064,0.15145399999999931,0.27099100000000043]
[null,17,"MROW",null,8.1888000000000005,7.373138,7.5611420000000003,7.7431809999999999,7.7114180000000001,7.9564190000000004,8.1018659999999993,8.0472789999999996,8.0033119999999993,7.9295629999999999,7.8850110000000004,7.8829900000000004,7.9017600000000003,7.9369639999999997,7.9468209999999999,7.9470739999999997,7.9494160000000003,7.9545690000000002,7.9599570000000002,7.9717750000000001,7.9929230000000002,8.0810630000000003,8.1024309999999993,8.1071399999999993,8.1538719999999998,8.2186470000000007,8.2829580000000007,8.3213190000000008,8.3269009999999994,8.3449849999999994,null,null,8,"Mountain ",null,"n/a",{"$f":"(AO28-AN28)","v":-0.69988399999999995},0.57186599999999999,-0.11245200000000022,-0.1451399999999996,0.52159900000000015,0.30900499999999909,0.40008500000000069,0.25375499999999995,0.13071599999999961,0.24719200000000008,0.27818700000000085,0.24416999999999867,0.12544400000000167,3.7824999999999775E-2,5.6608999999999909E-2,5.7400999999998703E-2,0.10339900000000135,0.10985599999999884,8.6419000000001134E-2,0.12330399999999919,0.17408000000000001,0.17101200000000105,0.26842100000000002,0.34244599999999892,0.35015000000000107,0.35657999999999923,0.39928600000000003,0.21650200000000019,0.2659489999999991]
[null,18,"NEWE",null,14.308299,13.800364,12.888178,12.554226,12.200777,12.226625,12.318161,12.314802,12.445380999999999,12.254424,12.831009,12.646723,13.197488999999999,12.908808000000001,12.525565,11.955569000000001,12.871297,12.838901999999999,13.080098,13.281300999999999,13.382622,13.500076,13.723831000000001,12.373457,12.565575000000001,13.291320000000001,13.177078,13.087529,13.978815000000001,13.344027000000001,null,null,9,"Pacific ",null,"n/a",{"$f":"(AO29-AN29)","v":-0.49676200000000037},0.53341499999999975,-0.10507800000000067,0.24367500000000142,0.54775399999999941,0.40785699999999991,0.50921999999999912,0.33323700000000045,0.17091500000000082,0.28398499999999949,0.2202219999999997,0.20294999999999952,0.1347750000000012,2.3552999999999713E-2,4.4012000000000384E-2,6.1594999999998734E-2,9.9828000000000472E-2,0.12715799999999966,0.10074100000000108,0.13166399999999889,0.21416600000000052,0.21731100000000048,0.27665599999999912,0.36431100000000072,0.42114600000000024,0.44337599999999888,0.45326700000000031,0.25439100000000003,0.29298700000000011]
[null,19,"NYCW",null,18.230599999999999,17.176293999999999,15.506828000000001,15.728274000000001,15.730815,15.913994000000001,16.215268999999999,16.949268,17.423658,17.10079,16.914787,16.726838999999998,16.780601999999998,17.385786,16.964808000000001,15.740102,15.577362000000001,16.574874999999999,17.032751000000001,16.852041,16.413563,16.223583000000001,16.407028,17.569714999999999,17.804798000000002,16.638981000000001,16.861592999999999,17.780798000000001,18.069970999999999,18.817425]
[null,20,"NYLI",null,18.4937,14.660220000000001,13.924030999999999,13.911910000000001,13.601577000000001,13.69313,13.833233999999999,14.031936,14.108516,14.102983999999999,13.816587999999999,13.605409999999999,13.716381999999999,14.537578,14.652407999999999,14.774399000000001,14.987151000000001,15.13119,13.706873999999999,13.703188000000001,15.310638000000001,15.380895000000001,14.977892000000001,13.9099,14.166086999999999,15.889815,16.382299,14.972625000000001,15.279828,16.52936,null,null,"Residential"]
[null,21,"NYUP",null,11.238502,12.836247,11.76558,11.805113,11.644361999999999,12.089979,12.157655999999999,12.274741000000001,12.376605,12.422122999999999,11.787245,11.855700000000001,11.689501,11.752882,11.672489000000001,11.606966999999999,11.647003,11.976867,11.738441,12.038403000000001,11.958097,12.048895,13.158149,13.162852000000001,13.319739,13.728812,13.130687,13.326846,14.548767,14.25286,null,null,"#","State",null,2011,2012,2013,2014,2015,2016,2017,2018,2019,2020,2021,2022,2023,2024,2025,2026,2027,2028,2029,2030,2031,2032,2033,2034,2035,2036,2037,2038,2039,2040]
[null,22,"RFCE",null,11.929501,12.010427999999999,11.353111999999999,11.237724,10.855953,10.800395,10.610229,10.602392,10.412354000000001,10.595309,10.532482,10.480677,10.532147999999999,10.393939,10.224824,10.109636999999999,10.008165,9.951022,10.03795,10.108437,10.248854,10.311683,10.372169,10.447886,10.614502,10.907569000000001,11.209322999999999,11.394902,11.630832,11.76923,null,null,null,{"$f":"StateInput","v":"Nationwide"},null,{"$f":"INDEX(AN59:AN110,MATCH($AL58,$AL$59:$AL$110,0))","v":11.649816989322272},{"$f":"INDEX(AO59:AO110,MATCH($AL58,$AL$59:$AL$110,0))","v":11.233016143617776},11.454487019531433,11.302351059662954,11.61636748360298,12.177429344754719,12.566142969846776,13.042754417432281,13.337884639807244,13.50397316140171,13.742153781478223,13.981965078732317,14.204268374999401,14.347116818749077,14.397648218335233,14.502421549018843,14.584447351690553,14.717725018999461,14.864999735487466,14.99216243808141,15.158664002328379,15.36830682640166,15.594801849647212,15.896246275719074,16.260098593820942,16.685851104980117,17.101486159068159,17.544269784712224,17.782661395949052,18.086454567872064]
[null,23,"New York Average",null,{"$f":"E57*0.37+E56*0.13+E55*0.5","v":15.677726740000001},{"$f":"F57*0.37+F56*0.13+F55*0.5","v":15.243386989999999},13.916802629999999,14.040577110000001,13.94202645,14.210396129999999,14.40428764,14.840439849999999,15.12527993,14.97996843,14.61483059,14.518731799999999,14.49854603,14.93134448,14.706037970000001,14.08530066,14.04640174,14.68593299,14.64149229,14.66164405,14.621660330000001,14.569399000000001,15.01915509,15.46339974,15.672293740000001,15.464826890000001,15.41884956,15.767773269999999,16.40440693,16.831087500000002,null,null,null,"Nationwide",null,{"$f":"SUMPRODUCT(AN60:AN110,'Building Growth Projections'!$D$20:$D$70)/'Building Growth Projections'!$D$19","v":11.649816989322272},{"$f":"SUMPRODUCT(AO60:AO110,'Building Growth Projections'!$D$20:$D$70)/'Building Growth Projections'!$D$19","v":11.233016143617776},{"$f":"SUMPRODUCT(AP60:AP110,'Building Growth Projections'!$D$20:$D$70)/'Building Growth Projections'!$D$19","v":11.454487019531433},{"$f":"SUMPRODUCT(AQ60:AQ110,'Building Growth Projections'!$D$20:$D$70)/'Building Growth Projections'!$D$19","v":11.302351059662954},{"$f":"SUMPRODUCT(AR60:AR110,'Building Growth Projections'!$D$20:$D$70)/'Building Growth Projections'!$D$19","v":11.61636748360298},{"$f":"SUMPRODUCT(AS60:AS110,'Building Growth Projections'!$D$20:$D$70)/'Building Growth Projections'!$D$19","v":12.177429344754719},{"$f":"SUMPRODUCT(AT60:AT110,'Building Growth Projections'!$D$20:$D$70)/'Building Growth Projections'!$D$19","v":12.566142969846776},{"$f":"SUMPRODUCT(AU60:AU110,'Building Growth Projections'!$D$20:$D$70)/'Building Growth Projections'!$D$19","v":13.042754417432281},{"$f":"SUMPRODUCT(AV60:AV110,'Building Growth Projections'!$D$20:$D$70)/'Building Growth Projections'!$D$19","v":13.337884639807244},{"$f":"SUMPRODUCT(AW60:AW110,'Building Growth Projections'!$D$20:$D$70)/'Building Growth Projections'!$D$19","v":13.50397316140171},{"$f":"SUMPRODUCT(AX60:AX110,'Building Growth Projections'!$D$20:$D$70)/'Building Growth Projections'!$D$19","v":13.742153781478223},{"$f":"SUMPRODUCT(AY60:AY110,'Building Growth Projections'!$D$20:$D$70)/'Building Growth Projections'!$D$19","v":13.981965078732317},{"$f":"SUMPRODUCT(AZ60:AZ110,'Building Growth Projections'!$D$20:$D$70)/'Building Growth Projections'!$D$19","v":14.204268374999401},{"$f":"SUMPRODUCT(BA60:BA110,'Building Growth Projections'!$D$20:$D$70)/'Building Growth Projections'!$D$19","v":14.347116818749077},{"$f":"SUMPRODUCT(BB60:BB110,'Building Growth Projections'!$D$20:$D$70)/'Building Growth Projections'!$D$19","v":14.397648218335233},{"$f":"SUMPRODUCT(BC60:BC110,'Building Growth Projections'!$D$20:$D$70)/'Building Growth Projections'!$D$19","v":14.502421549018843},{"$f":"SUMPRODUCT(BD60:BD110,'Building Growth Projections'!$D$20:$D$70)/'Building Growth Projections'!$D$19","v":14.584447351690553},{"$f":"SUMPRODUCT(BE60:BE110,'Building Growth Projections'!$D$20:$D$70)/'Building Growth Projections'!$D$19","v":14.717725018999461},{"$f":"SUMPRODUCT(BF60:BF110,'Building Growth Projections'!$D$20:$D$70)/'Building Growth Projections'!$D$19","v":14.864999735487466},{"$f":"SUMPRODUCT(BG60:BG110,'Building Growth Projections'!$D$20:$D$70)/'Building Growth Projections'!$D$19","v":14.99216243808141},{"$f":"SUMPRODUCT(BH60:BH110,'Building Growth Projections'!$D$20:$D$70)/'Building Growth Projections'!$D$19","v":15.158664002328379},{"$f":"SUMPRODUCT(BI60:BI110,'Building Growth Projections'!$D$20:$D$70)/'Building Growth Projections'!$D$19","v":15.36830682640166},{"$f":"SUMPRODUCT(BJ60:BJ110,'Building Growth Projections'!$D$20:$D$70)/'Building Growth Projections'!$D$19","v":15.594801849647212},{"$f":"SUMPRODUCT(BK60:BK110,'Building Growth Projections'!$D$20:$D$70)/'Building Growth Projections'!$D$19","v":15.896246275719074},{"$f":"SUMPRODUCT(BL60:BL110,'Building Growth Projections'!$D$20:$D$70)/'Building Growth Projections'!$D$19","v":16.260098593820942},{"$f":"SUMPRODUCT(BM60:BM110,'Building Growth Projections'!$D$20:$D$70)/'Building Growth Projections'!$D$19","v":16.685851104980117},{"$f":"SUMPRODUCT(BN60:BN110,'Building Growth Projections'!$D$20:$D$70)/'Building Growth Projections'!$D$19","v":17.101486159068159},{"$f":"SUMPRODUCT(BO60:BO110,'Building Growth Projections'!$D$20:$D$70)/'Building Growth Projections'!$D$19","v":17.544269784712224},{"$f":"SUMPRODUCT(BP60:BP110,'Building Growth Projections'!$D$20:$D$70)/'Building Growth Projections'!$D$19","v":17.782661395949052},{"$f":"SUMPRODUCT(BQ60:BQ110,'Building Growth Projections'!$D$20:$D$70)/'Building Growth Projections'!$D$19","v":18.086454567872064}]
[null,24,"Illinois Average",null,{"$f":"(E41+E39)/2","v":8.6272510000000011},{"$f":"(F41+F39)/2","v":9.2027509999999992},8.9160135,8.7384564999999998,8.6726569999999992,8.9234709999999993,9.2216275000000003,9.3399730000000005,9.3966844999999992,9.3858510000000006,9.4590484999999997,9.5103749999999998,9.5928900000000006,9.6339764999999993,9.6105785000000008,9.6067524999999989,9.5798635000000001,9.5708394999999999,9.6059345,9.649267,9.7056494999999998,9.7398550000000004,9.7818749999999994,9.8770340000000001,9.9891819999999996,10.146820999999999,10.280001500000001,10.3919465,10.5321725,10.6415325,null,null,6,"Alabama",null,11.09,{"$f":"AN60+(VLOOKUP($AK60,$AK$34:$BQ$42,AO$32))","v":11.616377},11.400124,11.249036,11.049763,11.596839000000001,11.897989000000001,12.254284,12.435688000000001,12.590935,12.77284,13.087866,13.398206,13.598005000000001,13.728341,13.947490999999999,14.09735,14.306994,14.505691000000001,14.68576,14.910121,15.093605,15.358188999999999,15.756174,16.158107000000001,16.691482000000001,17.183429,17.655824000000003,17.902677000000001,18.267684000000003]
[null,25,"Missouri Average",null,{"$f":"(E45+E41)/2","v":8.3742005000000006},{"$f":"(F45+F41)/2","v":8.3060535000000009},8.4153950000000002,8.3777690000000007,8.4692214999999997,8.7061019999999996,8.8623355000000004,8.8464799999999997,8.8126859999999994,8.7672430000000006,8.7302049999999998,8.7125784999999993,8.7426715000000002,8.7564480000000007,8.7448499999999996,8.7076354999999985,8.6715300000000006,8.6548604999999998,8.7023904999999999,8.7425554999999999,8.7688009999999998,8.7774570000000001,8.8002120000000001,8.838027499999999,8.9851585000000007,9.1825504999999996,9.3037489999999998,9.3759180000000004,9.3941295,9.4090309999999988,null,null,14,"Alaska",null,17.62,{"$f":"AN61+(VLOOKUP($AK61,$AK$34:$BQ$42,AO$32))","v":17.063096000000002},17.374070000000003,17.234742000000004,17.917423000000007,18.519938000000007,18.958336000000006,19.491148000000006,19.839162000000009,20.015825000000007,20.292516000000006,20.520998000000006,20.732227000000009,20.86214600000001,20.87436700000001,20.917556000000012,20.985148000000009,21.097075000000011,21.236941000000009,21.354124000000006,21.506317000000006,21.732804000000009,21.964289000000008,22.251758000000009,22.622606000000012,23.049630000000011,23.49152200000001,23.94228600000001,24.190667000000008,24.48541100000001]
[null,null,null,null,null,null,null,null,null,null,null,null,null,null,null,null,null,null,null,null,null,null,null,null,null,null,null,null,null,null,null,null,null,null,null,null,11,"Arizona",null,11.08,{"$f":"AN62+(VLOOKUP($AK62,$AK$34:$BQ$42,AO$32))","v":10.523096000000001},10.834070000000001,10.694742,11.377423,11.979938000000001,12.418336,12.951148,13.299162000000001,13.475825,13.752516,13.980998,14.192227000000001,14.322146,14.334367,14.377556,14.445148,14.557075000000001,14.696941000000001,14.814124,14.966317,15.192804000000001,15.424289,15.711758,16.082605999999998,16.509629999999998,16.951521999999997,17.402285999999997,17.650666999999995,17.945410999999996]
[null,"Residential Incremental Prices",null,null,null,null,null,null,null,null,null,null,null,null,null,null,null,null,null,null,null,null,null,null,null,null,null,null,null,null,null,null,null,null,null,null,4,"Arkansas",null,9.02,{"$f":"AN63+(VLOOKUP($AK63,$AK$34:$BQ$42,AO$32))","v":8.7832169999999987},8.7744839999999993,8.4846789999999999,8.2213379999999994,8.7184309999999989,9.1164929999999984,9.5705729999999996,9.8211129999999986,9.9683379999999993,10.155244,10.352592,10.544184999999999,10.668774999999998,10.746210999999999,10.866606999999998,10.949103999999998,11.082946,11.211063999999999,11.316694999999999,11.46679,11.649507999999999,11.865141999999999,12.193792999999999,12.566668,12.990775999999999,13.413264999999999,13.839433999999999,14.068174999999998,14.356441999999999]
[null,1,2,3,4,5,6,7,8,9,10,11,12,13,14,15,16,17,18,19,20,21,22,23,24,25,26,27,28,29,30,31,32,33,null,null,13,"California",null,14.780000000000001,{"$f":"AN64+(VLOOKUP($AK64,$AK$34:$BQ$42,AO$32))","v":14.223096000000002},14.534070000000002,14.394742000000001,15.077423000000001,15.679938000000002,16.118335999999999,16.651147999999999,16.999161999999998,17.175824999999996,17.452515999999996,17.680997999999995,17.892226999999998,18.022145999999999,18.034367,18.077556000000001,18.145147999999999,18.257075,18.396940999999998,18.514123999999995,18.666316999999996,18.892803999999998,19.124288999999997,19.411757999999999,19.782606000000001,20.209630000000001,20.651522,21.102285999999999,21.350666999999998,21.645410999999999]
[null,"#","Region",null,2011,2012,2013,2014,2015,2016,2017,2018,2019,2020,2021,2022,2023,2024,2025,2026,2027,2028,2029,2030,2031,2032,2033,2034,2035,2036,2037,2038,2039,2040,null,null,15,"Colorado",null,11.27,{"$f":"AN65+(VLOOKUP($AK65,$AK$34:$BQ$42,AO$32))","v":10.713096},11.02407,10.884741999999999,11.567423,12.169938,12.608336,13.141147999999999,13.489162,13.665825,13.942515999999999,14.170997999999999,14.382227,14.512146,14.524367,14.567556,14.635147999999999,14.747075000000001,14.886941,15.004123999999999,15.156317,15.382804,15.614288999999999,15.901757999999999,16.272606,16.699629999999999,17.141522000000002,17.592286000000001,17.840667,18.135411000000001]
[null,1,"ERCT",null,"N/A",{"$f":"(F9-E9)","v":-0.37115900000000046},-0.66724299999999914,0.3380289999999988,-9.7334000000000032E-2,0.14675700000000091,8.0175999999999803E-2,0.15519399999999983,8.355300000000021E-2,0.21141800000000011,0.45831199999999939,0.51543900000000065,-0.1494560000000007,0.21312600000000081,2.4507999999999086E-2,0.30576000000000114,0.40772399999999998,0.3554479999999991,0.29662000000000077,7.4132999999999782E-2,8.0776999999999433E-2,0.11747200000000113,3.8292999999999466E-2,0.26822100000000049,9.1565999999998482E-2,0.3227000000000011,0.29628999999999905,0.2162500000000005,0.25278300000000087,2.3850999999998734E-2,null,null,18,"Connecticut",null,18.11,{"$f":"AN66+(VLOOKUP($AK66,$AK$34:$BQ$42,AO$32))","v":17.553096},17.864069999999998,17.724741999999999,18.407423000000001,19.009938000000002,19.448336000000001,19.981148000000001,20.329162000000004,20.505825000000002,20.782516000000001,21.010998000000001,21.222227000000004,21.352146000000005,21.364367000000005,21.407556000000007,21.475148000000004,21.587075000000006,21.726941000000004,21.844124000000001,21.996317000000001,22.222804000000004,22.454289000000003,22.741758000000004,23.112606000000007,23.539630000000006,23.981522000000005,24.432286000000005,24.680667000000003,24.975411000000005]
[null,2,"RFCM",null,"N/A",{"$f":"(F10-E10)","v":-1.8161639999999988},-0.27562300000000128,0.2677530000000008,0.39219800000000049,0.3333529999999989,0.35684600000000088,-5.8910000000000906E-3,-8.1629999999996983E-3,-9.01300000000127E-3,-1.156299999999888E-2,9.2369999999988295E-3,3.1737000000001458E-2,7.0662999999999698E-2,4.6106999999999232E-2,-3.1159999999999854E-2,1.1855999999999867E-2,4.3939999999995649E-3,-3.1266999999999712E-2,-7.8367999999999327E-2,-1.8807000000000684E-2,1.350999999999658E-3,2.5364000000001496E-2,7.2537999999999769E-2,4.792099999999877E-2,4.0672999999999959E-2,1.1123000000001326E-2,8.1803999999999988E-2,0.10987499999999883,0.11320500000000067,null,null,22,"Delaware",null,13.700000000000001,{"$f":"AN67+(VLOOKUP($AK67,$AK$34:$BQ$42,AO$32))","v":13.143096000000002},13.454070000000002,13.314742000000001,13.997423000000001,14.599938000000002,15.038336000000001,15.571148000000001,15.919162000000002,16.095825000000001,16.372516000000001,16.600998000000001,16.812227,16.942146000000001,16.954367000000001,16.997556000000003,17.065148000000001,17.177075000000002,17.316941,17.434123999999997,17.586316999999998,17.812804,18.044288999999999,18.331758000000001,18.702606000000003,19.129630000000002,19.571522000000002,20.022286000000001,20.270667,20.565411000000001]
[null,3,"RFCW",null,"N/A",{"$f":"(F11-E11)","v":0.40504100000000065},-0.28703300000000098,1.5071999999999974E-2,4.9644999999999939E-2,0.28548400000000029,0.29616000000000042,9.0384000000000242E-2,-4.5232999999999635E-2,-7.8677000000000774E-2,0.10243800000000114,5.9525999999999968E-2,9.1857999999998441E-2,8.8068000000001589E-2,6.8066999999999211E-2,8.2140000000000768E-2,2.9997999999999081E-2,8.7209999999995347E-3,2.1905000000000285E-2,9.8510000000011644E-3,1.1173999999998685E-2,2.0637999999999934E-2,3.5228000000000037E-2,7.6161000000000811E-2,7.8612999999998934E-2,0.13715900000000047,0.12903799999999954,8.5701000000000249E-2,0.10222700000000096,6.8970000000000198E-2,null,null,22,"District of Columbia",null,13.4,{"$f":"AN68+(VLOOKUP($AK68,$AK$34:$BQ$42,AO$32))","v":12.843096000000001},13.154070000000001,13.014742,13.697423000000001,14.299938000000001,14.738336,15.271148,15.619162000000001,15.795825000000001,16.072516,16.300998,16.512227000000003,16.642146000000004,16.654367000000004,16.697556000000006,16.765148000000003,16.877075000000005,17.016941000000003,17.134124,17.286317,17.512804000000003,17.744289000000002,18.031758000000004,18.402606000000006,18.829630000000005,19.271522000000004,19.722286000000004,19.970667000000002,20.265411000000004]
[null,4,"SRDA",null,"N/A",{"$f":"(F12-E12)","v":0.34832000000000107},-0.21404400000000123,0.39691700000000019,0.1917580000000001,0.26018299999999961,0.16572400000000087,-0.13569600000000115,-2.5233000000000061E-2,4.6637000000000484E-2,3.0017000000000849E-2,0.11192499999999939,5.6193999999999633E-2,0.10832000000000086,0.23284799999999883,0.24158800000000014,-0.30629499999999865,6.0188999999999382E-2,6.2789999999999679E-2,-1.6933999999999116E-2,1.9904999999999617E-2,2.6097000000000037E-2,1.1599999999999611E-2,0.1321519999999996,0.28009100000000053,-3.3656999999999826E-2,7.9019000000000617E-2,0.15261799999999859,0.10692500000000038,8.1943000000000765E-2,null,null,12,"Florida",null,11.51,{"$f":"AN69+(VLOOKUP($AK69,$AK$34:$BQ$42,AO$32))","v":10.953096},11.26407,11.124741999999999,11.807423,12.409938,12.848336,13.381148,13.729162000000001,13.905825,14.182516,14.410997999999999,14.622227000000001,14.752146,14.764367,14.807556,14.875147999999999,14.987075000000001,15.126941,15.244123999999999,15.396317,15.622804,15.854289,16.141757999999999,16.512605999999998,16.939629999999998,17.381521999999997,17.832285999999996,18.080666999999995,18.375410999999996]
[null,5,"SRGW",null,"N/A",{"$f":"(F13-E13)","v":-0.84759000000000029},-0.29569000000000045,4.0613000000000454E-2,4.6167999999999765E-2,0.26732100000000081,0.26925999999999917,4.6295000000000641E-2,2.8453999999999979E-2,7.5810000000000599E-3,1.4452000000000353E-2,4.8641999999999186E-2,8.4044999999999703E-2,9.9527000000000143E-2,7.380000000000031E-2,0.10348399999999991,2.2444000000000131E-2,1.1193000000000453E-2,2.7300000000000324E-2,3.9339000000000013E-2,4.3439999999998591E-2,-7.2309999999990993E-3,-4.5389999999994046E-3,5.4850999999999317E-2,7.3944000000000898E-2,9.0415999999999386E-2,4.360499999999945E-2,4.0242000000000999E-2,8.0981999999998777E-2,7.5193000000000509E-2,null,null,6,"Georgia",null,11.05,{"$f":"AN70+(VLOOKUP($AK70,$AK$34:$BQ$42,AO$32))","v":11.576377000000001},11.360124000000001,11.209036000000001,11.009763000000001,11.556839000000002,11.857989000000002,12.214284000000001,12.395688000000002,12.550935000000001,12.732840000000001,13.047866000000001,13.358206000000001,13.558005000000001,13.688341000000001,13.907491,14.057350000000001,14.266994,14.465691000000001,14.645760000000001,14.870121000000001,15.053605000000001,15.318189,15.716174000000001,16.118107000000002,16.651482000000001,17.143429000000001,17.615824000000003,17.862677000000001,18.227684000000004]
[null,6,"SRSE",null,"N/A",{"$f":"(F14-E14)","v":-1.3492379999999997},-7.6241999999998811E-2,0.30033699999999897,7.5770000000000337E-2,0.17413299999999943,0.26079299999999961,0.1217410000000001,-8.7920999999999694E-2,-5.0229999999999109E-2,-2.6302000000001158E-2,-5.8108999999999966E-2,-5.0428000000000139E-2,-3.8282999999999845E-2,-4.5434999999999448E-2,-3.1447999999999254E-2,-9.2850000000002098E-3,-4.9374000000000251E-2,9.3999999999994088E-4,-3.3599999999999852E-2,-9.1934999999999434E-2,-3.3414000000000499E-2,1.5841999999999246E-2,3.9545999999999637E-2,6.5519000000000105E-2,3.4741000000000355E-2,2.8762000000000398E-2,5.2640000000000242E-2,4.6125999999999223E-2,5.6281000000000247E-2,null,null,13,"Hawaii",null,34.68,{"$f":"AN71+(VLOOKUP($AK71,$AK$34:$BQ$42,AO$32))","v":34.123096000000004},34.434070000000006,34.294742000000006,34.977423000000009,35.579938000000013,36.018336000000012,36.551148000000012,36.899162000000011,37.075825000000009,37.352516000000008,37.580998000000008,37.792227000000011,37.922146000000012,37.934367000000009,37.977556000000007,38.045148000000005,38.157075000000006,38.296941000000004,38.414124000000001,38.566316999999998,38.792803999999997,39.024288999999996,39.311757999999998,39.682606,40.109629999999996,40.551521999999999,41.002285999999998,41.250666999999993,41.545410999999994]
[null,7,"SRCE",null,"N/A",{"$f":"(F15-E15)","v":-1.5177519999999998},-0.15681199999999862,1.8797999999998538E-2,-5.2325999999998984E-2,0.20306800000000003,-4.9896000000000384E-2,-9.2136999999999247E-2,-8.5331000000000046E-2,-4.7109000000000734E-2,-5.6610000000000049E-2,-7.7377000000000251E-2,-7.470799999999933E-2,-6.4405000000000712E-2,1.1024000000000811E-2,-1.7161000000000648E-2,-1.6465000000000174E-2,-1.1261999999999439E-2,-4.3549000000000504E-2,-3.726199999999924E-2,-1.3158000000000669E-2,-4.1063999999999545E-2,-1.1130000000000528E-2,3.9793000000000411E-2,2.4413000000000018E-2,-3.1483999999999845E-2,1.2706999999999802E-2,2.677200000000024E-2,3.8695999999999842E-2,4.1515999999999664E-2,null,null,14,"Idaho",null,7.87,{"$f":"AN72+(VLOOKUP($AK72,$AK$34:$BQ$42,AO$32))","v":7.3130960000000007},7.6240700000000006,7.4847419999999998,8.1674229999999994,8.7699379999999998,9.2083359999999992,9.741147999999999,10.089162,10.265825,10.542515999999999,10.770997999999999,10.982227,11.112145999999999,11.124366999999999,11.167555999999999,11.235147999999999,11.347075,11.486941,11.604123999999999,11.756316999999999,11.982804,12.214288999999999,12.501757999999999,12.872605999999999,13.299629999999999,13.741522,14.192286000000001,14.440666999999999,14.735411000000001]
[null,8,"SRVC",null,"N/A",{"$f":"(F16-E16)","v":0.15810600000000008},2.8397999999999257E-2,0.2207290000000004,0.13883400000000101,0.2031130000000001,3.3294999999998964E-2,6.4973999999999421E-2,-1.4242999999998673E-2,-1.5038000000000551E-2,-9.8027999999999338E-2,-0.11272300000000079,-6.9744000000000028E-2,-5.9963999999999018E-2,-7.4231000000001046E-2,-4.750600000000027E-2,-0.11521699999999946,-6.063699999999983E-2,-5.19759999999998E-2,-6.5623000000000431E-2,-3.3962000000000714E-2,-3.3799999999999386E-2,-5.0999999999135071E-5,3.4004999999998731E-2,7.3564000000001073E-2,5.1776999999999518E-2,3.1508000000000536E-2,5.1007000000000247E-2,4.6025999999999456E-2,1.5578999999998899E-2,null,null,24,"Illinois",null,11.78,{"$f":"AN73+(VLOOKUP($AK73,$AK$34:$BQ$42,AO$32))","v":11.223096},11.53407,11.394741999999999,12.077423,12.679938,13.118335999999999,13.651147999999999,13.999162,14.175825,14.452515999999999,14.680997999999999,14.892227,15.022145999999999,15.034367,15.077556,15.145147999999999,15.257075,15.396941,15.514123999999999,15.666316999999999,15.892804,16.124288999999997,16.411757999999999,16.782606000000001,17.209630000000001,17.651522,18.102285999999999,18.350666999999998,18.645410999999999]
[null,9,"SPNO",null,"N/A",{"$f":"(F17-E17)","v":-7.2300000000000253E-2},0.26736500000000163,0.25496599999999958,0.27113199999999971,0.24946699999999922,9.7339999999999094E-3,-0.14736399999999961,-0.17309700000000028,-0.12064200000000014,-0.10399499999999939,-0.10555100000000017,-3.9384000000000086E-2,-2.5934999999998709E-2,-2.0984000000000336E-2,-0.11270100000000127,-6.3984999999998848E-2,-5.6757000000001057E-2,1.8038000000000665E-2,8.2550000000001234E-3,-5.1361999999999242E-2,-2.4509000000000114E-2,-1.2065000000001547E-2,-3.4899999999998599E-2,0.14464899999999936,0.23747200000000035,0.14266699999999943,3.3112000000000918E-2,-0.10306300000000057,-0.11711900000000064,null,null,3,"Indiana",null,10.06,{"$f":"AN74+(VLOOKUP($AK74,$AK$34:$BQ$42,AO$32))","v":9.7077050000000007},9.6454960000000014,9.3414220000000014,9.0709180000000007,9.5607000000000006,9.896153,10.289775000000001,10.496082000000001,10.627201000000001,10.787931,11.006348000000001,11.224421000000001,11.363594000000001,11.446315,11.587596000000001,11.675872,11.818587000000001,11.950669000000001,12.062833000000001,12.217237000000001,12.370743000000001,12.574671,12.898384,13.250179000000001,13.688531000000001,14.107621,14.519620000000002,14.724677000000002,15.014629000000001]
[null,10,"SPSO",null,"N/A",{"$f":"(F18-E18)","v":-0.76392300000000013},-0.51546100000000017,7.3292999999999608E-2,0.17117499999999986,0.38245099999999965,0.27122500000000116,-4.6022999999999925E-2,2.5907000000000124E-2,4.3728999999999019E-2,5.1026000000000238E-2,6.7546000000000106E-2,0.10634399999999999,9.3700000000000117E-2,7.0197999999999539E-2,8.0592000000001107E-2,9.4438999999999496E-2,0.15971099999999971,5.428799999999967E-2,-3.3697000000000088E-2,8.6127000000001175E-2,7.8526999999999347E-2,9.6434000000000353E-2,-1.7395000000000493E-2,0.14212700000000034,0.23487699999999911,0.2112090000000002,0.16099600000000081,0.16494299999999917,5.3675000000000139E-2,null,null,17,"Iowa",null,10.46,{"$f":"AN75+(VLOOKUP($AK75,$AK$34:$BQ$42,AO$32))","v":9.9030960000000015},10.214070000000001,10.074742000000001,10.757423000000001,11.359938000000001,11.798336000000001,12.331148000000001,12.679162000000002,12.855825000000001,13.132516000000001,13.360998,13.572227000000002,13.702146000000001,13.714367000000001,13.757556000000001,13.825148,13.937075000000002,14.076941000000001,14.194124,14.346317000000001,14.572804000000001,14.804289000000001,15.091758,15.462606000000001,15.88963,16.331522,16.782285999999999,17.030666999999998,17.325410999999999]
[null,11,"AZNM",null,"N/A",{"$f":"(F19-E19)","v":-0.4381560000000011},0.16326500000000088,0.20639399999999952,-5.7449000000000083E-2,0.13019899999999929,0.20707200000000014,6.4623000000000985E-2,7.531099999999924E-2,-3.5748999999999143E-2,1.1859999999987991E-3,0.199542000000001,0.20248899999999992,0.20756399999999964,4.7568000000000055E-2,1.9199999999999662E-2,0.19247700000000023,0.13309199999999954,0.12027900000000002,0.11822599999999994,0.11644700000000086,0.14162400000000019,5.7955999999999008E-2,5.8947000000001637E-2,0.19591799999999893,0.26538099999999964,0.16886500000000026,0.11331500000000005,0.17821499999999979,0.19461300000000037,null,null,9,"Kansas",null,10.65,{"$f":"AN76+(VLOOKUP($AK76,$AK$34:$BQ$42,AO$32))","v":10.093096000000001},10.404070000000001,10.264742,10.947423000000001,11.549938000000001,11.988336,12.521148,12.869162000000001,13.045825000000001,13.322516,13.550998,13.762227000000001,13.892146,13.904367000000001,13.947556000000001,14.015148,14.127075000000001,14.266941000000001,14.384124,14.536317,14.762804000000001,14.994289,15.281758,15.652606,16.079630000000002,16.521522000000004,16.972286000000004,17.220667000000002,17.515411000000004]
[null,12,"FRCC",null,"N/A",{"$f":"(F20-E20)","v":-1.0079799999999999},-2.1722999999999715E-2,0.29317899999999852,0.14574300000000129,0.20845800000000025,1.9280000000000186E-2,-3.8395000000001289E-2,-7.4811000000000405E-2,-5.3202999999999889E-2,-3.4140999999999977E-2,1.0486000000000217E-2,5.4272000000000986E-2,2.5382999999999711E-2,1.0500000000000398E-2,1.6190999999999178E-2,2.3089999999999833E-2,2.4523000000000295E-2,3.2503000000000171E-2,3.9832000000000534E-2,5.6122999999999479E-2,0.10049099999999989,0.11863699999999966,0.16994599999999949,0.18887800000000077,0.19852299999999978,0.21947800000000051,0.2361140000000006,0.17818499999999915,0.16026600000000002,null,null,7,"Kentucky",null,9.2000000000000011,{"$f":"AN77","v":9.2000000000000011},{"$f":"AO77+ABS((VLOOKUP($AK77,$AK$34:$BQ$42,AP$32)))","v":9.2397960000000019},9.4230310000000017,9.6650710000000011,10.155007000000001,10.392477000000001,10.685548000000001,10.800586000000001,10.894553,11.016845000000002,11.272902,11.521655000000001,11.652335000000001,11.724828,11.885128000000002,11.98315,12.145595,12.290741000000001,12.412591000000001,12.576608,12.696831000000001,12.900651000000002,13.234785,13.565041000000001,14.030340000000001,14.449736000000001,14.844534000000001,15.019285000000002,15.320875000000001]
[null,13,"CAMX",null,"N/A",{"$f":"(F21-E21)","v":0.54908799999999935},-0.11147399999999941,7.965899999999948E-2,-4.7278999999999627E-2,6.8579999999993646E-3,-8.2255999999999219E-2,-0.14148100000000063,-0.10066499999999934,0.38079199999999958,0.24731900000000095,-0.36226400000000147,-0.40469399999999922,-0.21621000000000024,0.12855900000000098,2.9079999999998662E-2,-0.34558899999999859,-0.19934700000000127,3.2519999999998106E-3,4.8154000000000252E-2,0.29245000000000054,0.14431800000000017,-0.11220300000000094,4.9374000000000251E-2,0.18294299999999986,0.17732800000000104,0.169986999999999,0.17266099999999973,0.13290000000000113,0.11705699999999908,null,null,4,"Louisiana",null,8.9600000000000009,{"$f":"AN78+(VLOOKUP($AK78,$AK$34:$BQ$42,AO$32))","v":8.723217},8.7144840000000006,8.4246790000000011,8.1613380000000006,8.6584310000000002,9.0564929999999997,9.5105730000000008,9.7611129999999999,9.9083380000000005,10.095244000000001,10.292592000000001,10.484185,10.608775,10.686211,10.806607,10.889104,11.022946000000001,11.151064,11.256695000000001,11.406790000000001,11.589508,11.805142,12.133793000000001,12.506668000000001,12.930776,13.353265,13.779434,14.008175,14.296442000000001]
[null,14,"NWPP",null,"N/A",{"$f":"(F22-E22)","v":-0.13947800000000043},5.3060000000009211E-3,-3.4374000000001459E-2,-2.3828999999999212E-2,0.15626499999999943,7.24140000000002E-2,6.3137000000001109E-2,-0.24888400000000033,-0.29068900000000042,-0.32081699999999991,-3.4563000000000343E-2,0.15274600000000049,4.1930000000000689E-2,2.2697999999998331E-2,-2.5201999999998392E-2,0.12863599999999842,0.1285810000000005,6.2889000000000195E-2,8.1326000000000676E-2,6.0496999999999801E-2,5.8479999999999421E-2,5.1146000000001024E-2,5.0106999999998791E-2,0.10895200000000038,0.10563600000000051,0.13650699999999993,0.16356500000000018,0.10614599999999896,0.15650800000000054,null,null,18,"Maine",null,15.38,{"$f":"AN79+(VLOOKUP($AK79,$AK$34:$BQ$42,AO$32))","v":14.823096000000001},15.134070000000001,14.994742,15.677423000000001,16.279938000000001,16.718336000000001,17.251148000000001,17.599162,17.775824999999998,18.052515999999997,18.280997999999997,18.492227,18.622146000000001,18.634367000000001,18.677556000000003,18.745148,18.857075000000002,18.996941,19.114123999999997,19.266316999999997,19.492804,19.724288999999999,20.011758,20.382606000000003,20.809630000000002,21.251522000000001,21.702286000000001,21.950666999999999,22.245411000000001]
[null,15,"RMPA",null,"N/A",{"$f":"(F23-E23)","v":-0.66756700000000002},-0.11431699999999978,0.10103499999999954,5.2250000000011454E-3,7.962699999999856E-2,-1.7388999999999655E-2,-6.6766999999998689E-2,-0.10988800000000154,9.5006000000001478E-2,8.7572999999999013E-2,3.9426999999999879E-2,7.5561000000000433E-2,8.4149999999999281E-2,0.10373700000000063,9.3235999999999208E-2,5.5149000000000115E-2,5.987900000000046E-2,8.539299999999983E-2,8.9838999999999558E-2,7.9603000000000534E-2,8.6736999999999398E-2,0.13415700000000008,0.13843000000000139,0.12280900000000017,3.9499999999998536E-2,8.3970000000000766E-2,0.14188200000000073,0.29377699999999862,0.31908400000000015,null,null,22,"Maryland",null,13.31,{"$f":"AN80+(VLOOKUP($AK80,$AK$34:$BQ$42,AO$32))","v":12.753096000000001},13.064070000000001,12.924742,13.607423000000001,14.209938000000001,14.648336,15.181148,15.529162000000001,15.705825000000001,15.982516,16.210998,16.422226999999999,16.552146,16.564367000000001,16.607556000000002,16.675148,16.787075000000002,16.926940999999999,17.044123999999996,17.196316999999997,17.422803999999999,17.654288999999999,17.941758,18.312606000000002,18.739630000000002,19.181522000000001,19.632286000000001,19.880666999999999,20.175411]
[null,16,"MORE",null,"N/A",{"$f":"(F24-E24)","v":-1.2651990000000009},0.13244200000000106,-0.11796400000000062,0.34644100000000044,0.23431199999999919,0.33561800000000019,-2.5890000000003965E-3,-1.1958999999999165E-2,4.3161999999998812E-2,3.8770000000001303E-2,1.9311000000000078E-2,8.2119999999985538E-3,1.5165000000001427E-2,-1.7740000000010525E-3,-5.9029999999999916E-3,-5.0369999999997361E-3,-6.3639999999995922E-3,-4.590000000000316E-3,5.0380000000007641E-3,2.0419999999994332E-3,1.8525999999999598E-2,2.0442000000000959E-2,2.1767999999999788E-2,4.2982000000000298E-2,6.5617999999998844E-2,4.504400000000075E-2,4.142699999999877E-2,5.7676000000000727E-2,-9.6489999999995746E-3,null,null,18,"Massachusetts",null,14.67,{"$f":"AN81+(VLOOKUP($AK81,$AK$34:$BQ$42,AO$32))","v":14.113096000000001},14.42407,14.284742,14.967423,15.569938,16.008336,16.541148,16.889161999999999,17.065824999999997,17.342515999999996,17.570997999999996,17.782226999999999,17.912146,17.924367,17.967556000000002,18.035148,18.147075000000001,18.286940999999999,18.404123999999996,18.556316999999996,18.782803999999999,19.014288999999998,19.301758,19.672606000000002,20.099630000000001,20.541522000000001,20.992286,21.240666999999998,21.535411]
[null,17,"MROW",null,"N/A",{"$f":"(F25-E25)","v":-0.72570900000000016},1.4148000000000494E-2,0.33092199999999927,-9.3999999999994088E-4,0.2783010000000008,0.1868079999999992,-5.9730000000000061E-2,-5.1567000000000363E-2,-3.739699999999857E-2,-3.388900000000028E-2,-7.3490000000013822E-3,1.4938000000000784E-2,3.8297000000000025E-2,9.990999999999417E-3,-1.0909999999988429E-3,-1.4409999999998035E-3,6.0989999999989664E-3,1.274999999999693E-3,1.0410000000007358E-3,8.7720000000004461E-3,5.9502999999999417E-2,1.7581999999999098E-2,-1.3243999999998479E-2,2.720199999999906E-2,3.1954000000000704E-2,4.3960999999999473E-2,1.4184999999999448E-2,-2.6248999999999967E-2,-2.6544999999998709E-2,null,null,2,"Michigan",null,13.27,{"$f":"AN82+(VLOOKUP($AK82,$AK$34:$BQ$42,AO$32))","v":12.841891},12.790718,12.625579,12.445646,12.880243999999999,13.109904999999999,13.453521,13.626889,13.775733000000001,13.891522,14.121281,14.315163,14.470912,14.584536999999999,14.870755000000001,14.9458,15.097814,15.240793,15.376440000000001,15.568481,15.712921,15.902442000000001,16.170439000000002,16.452274000000003,16.834842000000002,17.102180000000001,17.506770000000003,17.687781000000001,17.995105000000002]
[null,18,"NEWE",null,"N/A",{"$f":"(F26-E26)","v":2.3340800000000002},-0.72248100000000193,-0.16276699999999877,-0.23800299999999908,-8.7703999999998672E-2,-0.12994700000000137,-0.28051999999999921,-0.12813400000000286,-0.18377299999999863,0.31242200000000153,-0.16176000000000101,0.41415200000000141,-3.5370000000000346E-2,0.12864300000000028,8.4571999999997871E-2,1.0047870000000003,5.6311000000000888E-2,0.16059299999999865,5.6481999999999033E-2,8.0716000000002452E-2,7.8243000000000507E-2,0.15428700000000006,-0.73447600000000079,0.29312699999999836,0.59733200000000153,4.7722000000000264E-2,-7.9620000000002022E-2,0.52792700000000181,-0.34767199999999931,null,null,17,"Minnesota",null,10.96,{"$f":"AN83+(VLOOKUP($AK83,$AK$34:$BQ$42,AO$32))","v":10.403096000000001},10.714070000000001,10.574742000000001,11.257423000000001,11.859938000000001,12.298336000000001,12.831148000000001,13.179162000000002,13.355825000000001,13.632516000000001,13.860998,14.072227000000002,14.202146000000001,14.214367000000001,14.257556000000001,14.325148,14.437075000000002,14.576941000000001,14.694124,14.846317000000001,15.072804000000001,15.304289000000001,15.591758,15.962606000000001,16.38963,16.831522,17.282285999999999,17.530666999999998,17.825410999999999]
[null,19,"NYCW",null,"N/A",{"$f":"(F27-E27)","v":-5.3359400000000008},-1.2354389999999995,0.73233800000000215,0.40920099999999948,0.31124499999999955,5.1999999999999602E-2,0.30480599999999924,6.3970000000001193E-2,-0.44475399999999965,-0.2262449999999987,1.160199999999989E-2,0.47956799999999689,1.2362220000000015,0.85689500000000152,0.45261599999999902,0.96408699999999925,1.3998290000000004,0.50590000000000046,-0.31185200000000179,-0.45359399999999894,5.7376999999998901E-2,0.44856800000000163,0.9400580000000005,-1.6966000000000037E-2,-0.99614500000000206,0.2147640000000024,0.88610599999999806,0.30805600000000055,0.27284799999999976,null,null,4,"Mississippi",null,10.17,{"$f":"AN84+(VLOOKUP($AK84,$AK$34:$BQ$42,AO$32))","v":9.9332169999999991},9.9244839999999996,9.6346790000000002,9.3713379999999997,9.8684309999999993,10.266492999999999,10.720573,10.971112999999999,11.118338,11.305244,11.502592,11.694184999999999,11.818774999999999,11.896210999999999,12.016606999999999,12.099103999999999,12.232946,12.361063999999999,12.466695,12.61679,12.799507999999999,13.015141999999999,13.343793,13.716668,14.140775999999999,14.563264999999999,14.989433999999999,15.218174999999999,15.506442]
[null,20,"NYLI",null,"N/A",{"$f":"(F28-E28)","v":-1.786366000000001},-0.60457999999999856,0.26364399999999932,-8.8067999999999813E-2,6.0297999999999519E-2,6.9817000000000462E-2,0.11297199999999918,-3.4638999999998532E-2,-7.8777000000002317E-2,-0.29483399999999804,-0.15135800000000188,0.27101899999999901,1.0415080000000003,0.48501400000000316,0.49034299999999931,0.40796100000000024,0.24659699999999773,-1.1286829999999988,0.17200300000000013,1.5502159999999989,8.9195000000000135E-2,-0.46415700000000015,-1.0003449999999994,0.41212099999999907,1.6674989999999994,0.37055400000000205,-1.4271689999999992,0.24123699999999815,1.201748000000002,null,null,25,"Missouri",null,9.75,{"$f":"AN85+(VLOOKUP($AK85,$AK$34:$BQ$42,AO$32))","v":9.1930960000000006},9.5040700000000005,9.3647419999999997,10.047423,10.649938000000001,11.088336,11.621148,11.969162000000001,12.145825,12.422516,12.650998,12.862227000000001,12.992146,13.004367,13.047556,13.115148,13.227075000000001,13.366941000000001,13.484124,13.636317,13.862804000000001,14.094289,14.381758,14.752606,15.17963,15.621522000000001,16.072286000000002,16.320667,16.615411000000002]
[null,21,"NYUP",null,"N/A",{"$f":"(F29-E29)","v":3.372242},-0.84837100000000021,0.35894899999999907,6.3797000000000992E-2,0.34706500000000062,-8.3052999999999599E-2,-5.0953000000003357E-2,-0.10909899999999695,-7.5950000000002404E-2,-0.55783299999999869,0.10087799999999802,-2.4205999999999506E-2,0.38565800000000294,0.32120299999999702,0.34368900000000124,0.27271100000000104,0.34997199999999751,-0.17981399999999681,0.25263599999999897,-8.0677000000001442E-2,9.8411999999999722E-2,0.8809749999999994,-8.4792999999997676E-2,7.7234999999998166E-2,0.25897900000000007,-0.51015999999999906,0.208870000000001,1.0813789999999983,-0.30707400000000007,null,null,14,"Montana",null,9.75,{"$f":"AN86+(VLOOKUP($AK86,$AK$34:$BQ$42,AO$32))","v":9.1930960000000006},9.5040700000000005,9.3647419999999997,10.047423,10.649938000000001,11.088336,11.621148,11.969162000000001,12.145825,12.422516,12.650998,12.862227000000001,12.992146,13.004367,13.047556,13.115148,13.227075000000001,13.366941000000001,13.484124,13.636317,13.862804000000001,14.094289,14.381758,14.752606,15.17963,15.621522000000001,16.072286000000002,16.320667,16.615411000000002]
[null,22,"RFCE",null,"N/A",{"$f":"(F30-E30)","v":-0.14812000000000047},-0.50911499999999954,7.4264999999998693E-2,-0.23975899999999939,-2.4837999999999028E-2,-0.1947870000000016,-2.2712999999999539E-2,-0.21105200000000046,0.11669200000000046,-0.11237299999999983,-8.5158999999999097E-2,2.4380999999999986E-2,-2.753300000000003E-2,-6.1990000000005097E-3,5.4210000000001202E-3,-8.3602000000000842E-2,-5.3339999999998611E-2,0.10271499999999989,9.7230999999998957E-2,0.13141200000000097,5.6082999999999217E-2,5.7852000000000459E-2,8.0028999999999684E-2,0.15461299999999945,0.2665570000000006,0.26000200000000007,0.13684999999999903,0.18606300000000076,0.1003260000000008,null,null,17,"Nebraska",null,9.32,{"$f":"AN87+(VLOOKUP($AK87,$AK$34:$BQ$42,AO$32))","v":8.7630960000000009},9.0740700000000007,8.934742,9.6174230000000005,10.219938000000001,10.658336,11.191148,11.539162000000001,11.715825000000001,11.992516,12.220998,12.432227000000001,12.562146,12.574367000000001,12.617556,12.685148,12.797075000000001,12.936941000000001,13.054124,13.206317,13.432804000000001,13.664289,13.951758,14.322606,14.74963,15.191522000000001,15.642286000000002,15.890667000000001,16.185411000000002]
[null,23,"New York Average",null,"N/A",{"$f":"(F31-E31)","v":-1.0688739999999086E-2},-0.90412115999999898,0.44070303000000166,0.12668307999999939,0.28004020000000196,-1.6014690000002219E-2,7.7886929999998245E-2,-4.7478370000000325E-2,-0.17609248000000122,-0.41570443999999895,2.6326279999999258E-2,0.17085798000000096,0.74648028000000011,0.49860204000000152,0.4024300899999993,0.48643252000000103,0.61275838999999621,-0.18444501999999474,8.4097639999995977E-2,0.1448140099999975,8.5489150000004344E-2,0.49519870999999682,8.8063700000020617E-3,0.11877793000000381,0.20179951999999801,-0.138287720000001,6.4515920000001614E-2,0.70455339000000095,0.15126933999999537,null,null,14,"Nevada",null,11.61,{"$f":"AN88+(VLOOKUP($AK88,$AK$34:$BQ$42,AO$32))","v":11.053096},11.36407,11.224741999999999,11.907423,12.509938,12.948335999999999,13.481147999999999,13.829162,14.005825,14.282515999999999,14.510997999999999,14.722227,14.852145999999999,14.864367,14.907556,14.975147999999999,15.087075,15.226941,15.344123999999999,15.496316999999999,15.722804,15.954288999999999,16.241757999999997,16.612606,17.039629999999999,17.481521999999998,17.932285999999998,18.180666999999996,18.475410999999998]
[null,24,"Illinois Average",null,"N/A",{"$f":"(F32-E32)","v":-0.22127449999999982},-0.29136150000000072,2.7842500000000214E-2,4.7906499999999852E-2,0.27640250000000144,0.28270999999999802,6.8339500000000442E-2,-8.3894999999998277E-3,-3.5547999999998581E-2,5.844499999999897E-2,5.4083999999999577E-2,8.7951499999999072E-2,9.3797500000000866E-2,7.0933500000000649E-2,9.2812000000000339E-2,2.6220999999999606E-2,9.9569999999999936E-3,2.4602500000000305E-2,2.4595000000001477E-2,2.7306999999996862E-2,6.7035000000004175E-3,1.5344500000001204E-2,6.5505999999999176E-2,7.6278500000000804E-2,0.11378750000000082,8.6321499999998608E-2,6.2971500000001512E-2,9.1604499999998978E-2,7.2081499999999465E-2,null,null,18,"New Hampshire",null,16.52,{"$f":"AN89+(VLOOKUP($AK89,$AK$34:$BQ$42,AO$32))","v":15.963096},16.274070000000002,16.134742000000003,16.817423000000005,17.419938000000005,17.858336000000005,18.391148000000005,18.739162000000007,18.915825000000005,19.192516000000005,19.420998000000004,19.632227000000007,19.762146000000008,19.774367000000009,19.81755600000001,19.885148000000008,19.997075000000009,20.136941000000007,20.254124000000004,20.406317000000005,20.632804000000007,20.864289000000007,21.151758000000008,21.52260600000001,21.94963000000001,22.391522000000009,22.842286000000009,23.090667000000007,23.385411000000008]
[null,25,"Missouri Average",null,"N/A",{"$f":"(F33-E33)","v":-0.45994500000000116},-1.4162499999999412E-2,0.14778950000000002,0.15864999999999974,0.2583940000000009,0.13949699999999865,-5.0534499999999483E-2,-7.2321499999999261E-2,-5.6530500000000927E-2,-4.477149999999952E-2,-2.8454500000000493E-2,2.2330500000000697E-2,3.6795999999998941E-2,2.6407999999999987E-2,-4.6084999999997933E-3,-2.0770499999999359E-2,-2.278200000000119E-2,2.2669000000000494E-2,2.3797000000001844E-2,-3.9610000000003254E-3,-1.5869999999999607E-2,-8.3020000000004757E-3,9.9754999999994709E-3,0.10929649999999924,0.16394400000000076,9.3135999999999441E-2,3.6677000000000959E-2,-1.1040500000001785E-2,-2.0962999999998289E-2,null,null,22,"New Jersey",null,16.23,{"$f":"AN90+(VLOOKUP($AK90,$AK$34:$BQ$42,AO$32))","v":15.673096000000001},15.984070000000001,15.844742,16.527422999999999,17.129937999999999,17.568335999999999,18.101147999999998,18.449162000000001,18.625824999999999,18.902515999999999,19.130997999999998,19.342227000000001,19.472146000000002,19.484367000000002,19.527556000000004,19.595148000000002,19.707075000000003,19.846941000000001,19.964123999999998,20.116316999999999,20.342804000000001,20.574289,20.861758000000002,21.232606000000004,21.659630000000003,22.101522000000003,22.552286000000002,22.800667000000001,23.095411000000002]
[null,null,null,null,null,null,null,null,null,null,null,null,null,null,null,null,null,null,null,null,null,null,null,null,null,null,null,null,null,null,null,null,null,null,null,null,11,"New Mexico",null,11,{"$f":"AN91+(VLOOKUP($AK91,$AK$34:$BQ$42,AO$32))","v":10.443096000000001},10.75407,10.614742,11.297423,11.899938000000001,12.338336,12.871148,13.219162000000001,13.395825,13.672516,13.900998,14.112227000000001,14.242146,14.254367,14.297556,14.365148,14.477075000000001,14.616941000000001,14.734124,14.886317,15.112804000000001,15.344289,15.631758,16.002606,16.42963,16.871521999999999,17.322285999999998,17.570666999999997,17.865410999999998]
[null,"Commercial Incremental Prices",null,null,null,null,null,null,null,null,null,null,null,null,null,null,null,null,null,null,null,null,null,null,null,null,null,null,null,null,null,null,null,null,null,null,23,"New York",null,18.260000000000002,{"$f":"AN92+(VLOOKUP($AK92,$AK$34:$BQ$42,AO$32))","v":17.703096000000002},18.014070000000004,17.874742000000005,18.557423000000007,19.159938000000007,19.598336000000007,20.131148000000007,20.479162000000009,20.655825000000007,20.932516000000007,21.160998000000006,21.372227000000009,21.50214600000001,21.514367000000011,21.557556000000012,21.62514800000001,21.737075000000011,21.876941000000009,21.994124000000006,22.146317000000007,22.372804000000009,22.604289000000009,22.89175800000001,23.262606000000012,23.689630000000012,24.131522000000011,24.582286000000011,24.830667000000009,25.12541100000001]
[null,1,2,3,4,5,6,7,8,9,10,11,12,13,14,15,16,17,18,19,20,21,22,23,24,25,26,27,28,29,30,31,32,33,null,null,8,"North Carolina",null,10.26,{"$f":"AN93+(VLOOKUP($AK93,$AK$34:$BQ$42,AO$32))","v":10.095898999999999},10.486837,10.395272,10.212222000000001,10.770508,11.122584,11.560983,11.847208,12.009945,12.282602000000001,12.593201000000001,12.881812,13.052629,13.145370999999999,13.259504,13.372054,13.531891,13.696884000000001,13.838956,14.019268,14.247762,14.474952,14.796018,15.189826,15.584012,15.986058,16.433208,16.701459999999997,17.023812999999997]
[null,"#","Region",null,2011,2012,2013,2014,2015,2016,2017,2018,2019,2020,2021,2022,2023,2024,2025,2026,2027,2028,2029,2030,2031,2032,2033,2034,2035,2036,2037,2038,2039,2040,null,null,17,"North Dakota",null,8.58,{"$f":"AN94+(VLOOKUP($AK94,$AK$34:$BQ$42,AO$32))","v":8.0230960000000007},8.3340700000000005,8.1947419999999997,8.8774230000000003,9.4799380000000006,9.918336,10.451148,10.799162000000001,10.975825,11.252516,11.480998,11.692227000000001,11.822146,11.834367,11.877556,11.945148,12.057075000000001,12.196941000000001,12.314124,12.466317,12.692804000000001,12.924289,13.211758,13.582606,14.00963,14.451522000000001,14.902286000000002,15.150667,15.445411000000002]
[null,1,"ERCT",null,"N/A",{"$f":"(F37-E37)","v":-1.8529510000000009},-0.59770199999999996,0.26237500000000047,-0.14018100000000011,0.17874999999999996,0.17698000000000036,0.15817299999999967,7.7367999999999881E-2,0.18297399999999975,0.43173800000000018,0.48124900000000004,-0.22462699999999991,6.5281000000000589E-2,-0.20576400000000028,7.2554000000000229E-2,0.26684700000000028,0.28577399999999997,0.27642799999999923,7.196000000000069E-2,8.2473999999999492E-2,0.11193499999999901,3.5636000000000223E-2,0.26745000000000019,9.5223000000000724E-2,0.32330099999999895,0.31407600000000002,0.23610600000000126,0.27220200000000006,4.9491999999998981E-2,null,null,3,"Ohio",null,11.42,{"$f":"AN95+(VLOOKUP($AK95,$AK$34:$BQ$42,AO$32))","v":11.067705},11.005496000000001,10.701422000000001,10.430918,10.9207,11.256152999999999,11.649775,11.856082000000001,11.987201000000001,12.147931,12.366348,12.584421000000001,12.723594,12.806315,12.947596000000001,13.035871999999999,13.178587,13.310669000000001,13.422833000000001,13.577237,13.730743,13.934671,14.258384,14.610179,15.048531000000001,15.467620999999999,15.879620000000001,16.084676999999999,16.374628999999999]
[null,2,"RFCM",null,"N/A",{"$f":"(F38-E38)","v":-1.5904779999999992},-0.11603700000000039,7.8957000000000832E-2,0.23776799999999909,0.26354899999999937,0.27602000000000082,-1.6662999999999428E-2,-1.4053000000000537E-2,-5.2103999999999928E-2,-4.067799999999977E-2,-1.2657000000000806E-2,1.9310000000007932E-3,3.2399999999999096E-2,1.5738999999999947E-2,-4.9372999999999223E-2,1.4238999999999891E-2,1.4518999999999949E-2,-1.0576000000000363E-2,-5.9053999999999718E-2,-2.5699999999950762E-4,1.128399999999985E-2,4.0233999999999881E-2,7.7382000000000062E-2,6.0091999999999146E-2,6.0270000000000934E-2,3.431299999999915E-2,9.3348999999999904E-2,0.1091810000000013,0.11621399999999937,null,null,10,"Oklahoma",null,9.4700000000000006,{"$f":"AN96+(VLOOKUP($AK96,$AK$34:$BQ$42,AO$32))","v":8.9130960000000012},9.2240700000000011,9.0847420000000003,9.7674230000000009,10.369938000000001,10.808336000000001,11.341148,11.689162000000001,11.865825000000001,12.142516000000001,12.370998,12.582227000000001,12.712146000000001,12.724367000000001,12.767556000000001,12.835148,12.947075000000002,13.086941000000001,13.204124,13.356317000000001,13.582804000000001,13.814289,14.101758,14.472606000000001,14.89963,15.341522000000001,15.792286000000002,16.040666999999999,16.335411000000001]
[null,3,"RFCW",null,"N/A",{"$f":"(F39-E39)","v":1.0704949999999993},-0.32260199999999983,-0.14966100000000004,-8.4941000000000599E-2,0.26158500000000018,0.29906500000000058,0.14599499999999921,2.3091000000000861E-2,-5.7465999999999795E-2,0.11782299999999957,4.5436000000000476E-2,9.0963000000000349E-2,3.6755999999998679E-2,-3.3890999999998783E-2,-2.7891000000000332E-2,-3.5712000000000188E-2,-2.7447999999999695E-2,1.7776999999998822E-2,1.7955000000000609E-2,2.8983000000000203E-2,4.3058000000000263E-2,5.8358000000000132E-2,0.10564999999999891,0.11524000000000001,0.18549800000000083,0.17877599999999916,0.14012100000000061,0.15397699999999936,0.10779000000000138,null,null,14,"Oregon",null,9.5400000000000009,{"$f":"AN97+(VLOOKUP($AK97,$AK$34:$BQ$42,AO$32))","v":8.9830960000000015},9.2940700000000014,9.1547420000000006,9.8374230000000011,10.439938000000001,10.878336000000001,11.411148000000001,11.759162000000002,11.935825000000001,12.212516000000001,12.440998,12.652227000000002,12.782146000000001,12.794367000000001,12.837556000000001,12.905148000000001,13.017075000000002,13.156941000000002,13.274124,13.426317000000001,13.652804000000001,13.884289000000001,14.171758000000001,14.542606000000001,14.96963,15.411522000000001,15.862286000000003,16.110666999999999,16.405411000000001]
[null,4,"SRDA",null,"N/A",{"$f":"(F40-E40)","v":0.13541999999999987},-8.9233000000000118E-2,0.22125600000000034,0.16930999999999941,0.25483099999999936,8.900100000000144E-2,-0.12205800000000089,-2.0903999999999812E-2,1.175399999999982E-2,1.6496000000000066E-2,0.10323099999999918,5.9603000000000961E-2,9.0977999999999781E-2,0.22493900000000089,0.2370909999999995,-0.30151299999999992,6.4285999999999177E-2,5.1752000000000464E-2,-1.3704000000000605E-2,2.307700000000068E-2,2.7886000000000521E-2,2.0752999999999133E-2,0.15321600000000046,0.29014499999999899,-8.1259999999989674E-3,0.10955899999999907,0.16584100000000035,0.11783100000000069,0.10124399999999945,null,null,22,"Pennsylvania",null,13.26,{"$f":"AN98+(VLOOKUP($AK98,$AK$34:$BQ$42,AO$32))","v":12.703096},13.01407,12.874741999999999,13.557423,14.159938,14.598336,15.131148,15.479162000000001,15.655825,15.932516,16.160997999999999,16.372227000000002,16.502146000000003,16.514367000000004,16.557556000000005,16.625148000000003,16.737075000000004,16.876941000000002,16.994123999999999,17.146317,17.372804000000002,17.604289000000001,17.891758000000003,18.262606000000005,18.689630000000005,19.131522000000004,19.582286000000003,19.830667000000002,20.125411000000003]
[null,5,"SRGW",null,"N/A",{"$f":"(F41-E41)","v":8.0505000000000493E-2},-0.25087300000000035,-0.20545300000000033,-4.6657999999999866E-2,0.24004300000000001,0.29724800000000062,9.0695999999999444E-2,9.0332000000000079E-2,3.5799000000000802E-2,2.857199999999871E-2,5.7217000000001406E-2,7.4066999999999439E-2,4.5417000000000485E-2,-1.2904999999999944E-2,2.0238999999998342E-2,-1.8065999999999249E-2,9.3999999999994088E-3,5.2413000000001375E-2,6.8709999999999383E-2,8.3781999999999357E-2,2.5353000000000847E-2,2.5681999999999761E-2,8.4668000000000632E-2,0.10905599999999893,0.12978000000000023,8.758500000000069E-2,8.3769000000000204E-2,0.12647499999999923,0.11092999999999975,null,null,18,"Rhode Island",null,14.33,{"$f":"AN99+(VLOOKUP($AK99,$AK$34:$BQ$42,AO$32))","v":13.773096000000001},14.084070000000001,13.944742,14.627423,15.229938000000001,15.668336,16.201148,16.549162000000003,16.725825,17.002516,17.230998,17.442227000000003,17.572146000000004,17.584367000000004,17.627556000000006,17.695148000000003,17.807075000000005,17.946941000000002,18.064124,18.216317,18.442804000000002,18.674289000000002,18.961758000000003,19.332606000000006,19.759630000000005,20.201522000000004,20.652286000000004,20.900667000000002,21.195411000000004]
[null,6,"SRSE",null,"N/A",{"$f":"(F42-E42)","v":-1.336545000000001},7.0429000000000741E-2,0.1783809999999999,0.10254899999999978,0.19518000000000058,0.23367000000000004,0.10414800000000035,-8.7658000000001124E-2,-8.0152000000000001E-2,-4.235699999999909E-2,-6.3499000000000194E-2,-5.3425999999999974E-2,-4.1845999999999606E-2,-5.2807000000001381E-2,-3.6438999999999666E-2,-1.7846000000000473E-2,-5.1264999999999006E-2,-6.1300000000006349E-3,-3.0030000000000001E-2,-8.0486999999999753E-2,-2.847500000000025E-2,1.7288000000000636E-2,4.6388999999999569E-2,7.4892000000000181E-2,4.8783000000000243E-2,4.1522000000000503E-2,6.603299999999912E-2,6.2010000000000787E-2,7.0496999999999588E-2,null,null,8,"South Carolina",null,11.05,{"$f":"AN100+(VLOOKUP($AK100,$AK$34:$BQ$42,AO$32))","v":10.885899},11.276837,11.185272000000001,11.002222000000002,11.560508,11.912584000000001,12.350983000000001,12.637208000000001,12.799945000000001,13.072602000000002,13.383201000000001,13.671812000000001,13.842629000000001,13.935371,14.049504000000001,14.162054000000001,14.321891000000001,14.486884000000002,14.628956000000001,14.809268000000001,15.037762000000001,15.264952000000001,15.586018000000001,15.979826000000001,16.374012,16.776057999999999,17.223208,17.491459999999996,17.813812999999996]
[null,7,"SRCE",null,"N/A",{"$f":"(F43-E43)","v":-1.6050009999999997},7.0941999999998728E-2,-8.3729999999999194E-2,2.5320000000004228E-3,0.25460999999999956,-1.5142000000000877E-2,-6.89599999999988E-2,-6.1754999999999782E-2,-5.6513999999999953E-2,-5.9268000000001209E-2,-7.4089999999999989E-2,-7.4875999999999721E-2,-7.0634999999999337E-2,1.5855999999999426E-2,-2.196700000000007E-2,-2.2209999999999397E-2,-1.6157000000000643E-2,-5.1712999999999454E-2,-3.7067000000000405E-2,-1.2279999999999625E-2,-3.9807999999999844E-2,-1.3209000000000692E-2,5.4282999999999859E-2,3.6212000000000799E-2,-1.0012000000000576E-2,2.8910999999999909E-2,4.5430000000000526E-2,5.7552999999999521E-2,5.6976000000000582E-2,null,null,17,"South Dakota",null,9.35,{"$f":"AN101+(VLOOKUP($AK101,$AK$34:$BQ$42,AO$32))","v":8.7930960000000002},9.1040700000000001,8.9647419999999993,9.6474229999999999,10.249938,10.688336,11.221147999999999,11.569162,11.745825,12.022516,12.250997999999999,12.462227,12.592146,12.604367,12.647556,12.715147999999999,12.827075000000001,12.966941,13.084123999999999,13.236317,13.462804,13.694288999999999,13.981757999999999,14.352606,14.779629999999999,15.221522,15.672286000000001,15.920667,16.215411000000003]
[null,8,"SRVC",null,"N/A",{"$f":"(F44-E44)","v":3.6690000000003664E-3},7.4958000000000524E-2,5.1746999999998877E-2,4.0926999999999936E-2,0.13520200000000138,-2.8380000000005623E-3,4.4269999999999143E-2,-1.9210999999998535E-2,-4.0779000000000565E-2,-9.5724000000000586E-2,-9.666999999999959E-2,-5.0349999999999895E-2,-4.0501000000000786E-2,-4.6924999999999883E-2,-2.4327999999998795E-2,-7.4131000000001279E-2,-3.0436999999999159E-2,-2.4630000000000152E-2,-2.8121999999999758E-2,-2.1430000000002281E-3,-9.1509999999992431E-3,1.9554999999998657E-2,5.4354000000000013E-2,8.9785000000000892E-2,7.4799000000000504E-2,6.2832999999999473E-2,7.4450000000000571E-2,6.5788999999998765E-2,4.1553999999999647E-2,null,null,7,"Tennessee",null,9.98,{"$f":"AN102+(VLOOKUP($AK102,$AK$34:$BQ$42,AO$32))","v":9.4209110000000003},9.3811149999999994,9.1978799999999996,8.9558400000000002,9.4457760000000004,9.6832460000000005,9.9763169999999999,10.091355,10.185321999999999,10.307614000000001,10.563670999999999,10.812424,10.943104,11.015597,11.175897000000001,11.273918999999999,11.436363999999999,11.58151,11.70336,11.867376999999999,11.9876,12.191420000000001,12.525554,12.85581,13.321109,13.740505000000001,14.135303,14.310054000000001,14.611644]
[null,9,"SPNO",null,"N/A",{"$f":"(F45-E45)","v":-0.21679899999999996},0.46955600000000075,0.13020099999999957,0.22956300000000063,0.23371799999999965,1.5219000000000094E-2,-0.12240700000000082,-0.15791999999999895,-0.12668500000000016,-0.10264800000000029,-9.2470000000000496E-2,-1.3880999999999588E-2,-1.7863999999999436E-2,-1.0291000000000494E-2,-9.4668000000000418E-2,-5.414500000000011E-2,-4.2738999999999194E-2,4.2646999999998769E-2,1.162000000000063E-2,-3.1290999999999514E-2,-8.0410000000004089E-3,1.9828000000000401E-2,-9.037000000001072E-3,0.18520600000000087,0.26500399999999935,0.1548120000000015,6.0568999999999207E-2,-9.0052000000000021E-2,-8.1127000000000393E-2,null,null,1,"Texas",null,11.08,{"$f":"AN103+(VLOOKUP($AK103,$AK$34:$BQ$42,AO$32))","v":10.606004},10.664939,10.451803,10.278385999999999,10.732222999999999,11.040207000000001,11.443954,11.655096,11.81798,11.952707999999999,12.158635,12.336542,12.495466,12.616203000000001,12.893345,12.978246,13.138491999999999,13.291893999999999,13.438856999999999,13.638930999999999,13.819614000000001,14.027839,14.316531999999999,14.624517000000001,15.024162,15.318431,15.740251000000001,15.937463000000001,16.248042000000002]
[null,10,"SPSO",null,"N/A",{"$f":"(F46-E46)","v":-0.70051600000000036},-0.38735699999999973,-2.1624000000000088E-2,0.11457899999999999,0.37800600000000006,0.23867800000000017,-8.2589999999997943E-3,5.6972999999999274E-2,3.8597000000000214E-2,5.9752000000000471E-2,7.9251999999999434E-2,0.1168079999999998,8.3009000000000555E-2,4.1698999999999486E-2,6.3388999999999918E-2,8.0531000000000574E-2,0.15565799999999896,7.2372000000001435E-2,-9.5939999999998804E-3,8.5128999999998456E-2,7.9797000000001006E-2,0.10647600000000068,1.9730999999998389E-2,0.15740900000000124,0.25887299999999946,0.23582599999999942,0.20047800000000038,0.21954700000000038,5.9509000000000256E-2,null,null,14,"Utah",null,8.9600000000000009,{"$f":"AN104+(VLOOKUP($AK104,$AK$34:$BQ$42,AO$32))","v":8.4030960000000015},8.7140700000000013,8.5747420000000005,9.2574230000000011,9.8599380000000014,10.298336000000001,10.831148000000001,11.179162000000002,11.355825000000001,11.632516000000001,11.860998,12.072227000000002,12.202146000000001,12.214367000000001,12.257556000000001,12.325148,12.437075000000002,12.576941000000001,12.694124,12.846317000000001,13.072804000000001,13.304289000000001,13.591758,13.962606000000001,14.38963,14.831522000000001,15.282286000000003,15.530667000000001,15.825411000000003]
[null,11,"AZNM",null,"N/A",{"$f":"(F47-E47)","v":-0.56225700000000067},0.1914359999999995,-6.0286999999998869E-2,-7.3498000000000729E-2,0.11239600000000038,0.13119999999999976,3.0333000000000609E-2,2.7362000000000108E-2,-0.20310700000000104,-1.0470999999999009E-2,0.18194499999999891,0.14932700000000132,0.1676169999999999,-7.3831000000000202E-2,3.9246999999999588E-2,0.16404799999999931,8.7179000000000784E-2,8.3505000000000607E-2,8.7081999999998772E-2,7.9689000000000121E-2,8.0743000000000009E-2,6.7875000000000796E-2,7.0903999999998746E-2,0.19663400000000131,0.24821500000000007,0.13329899999999917,0.11639700000000097,0.18479400000000012,0.18318999999999974,null,null,18,"Vermont",null,16.260000000000002,{"$f":"AN105+(VLOOKUP($AK105,$AK$34:$BQ$42,AO$32))","v":15.703096000000002},16.014070000000004,15.874742000000003,16.557423000000004,17.159938000000004,17.598336000000003,18.131148000000003,18.479162000000002,18.655825,18.932516,19.160997999999999,19.372227000000002,19.502146000000003,19.514367000000004,19.557556000000005,19.625148000000003,19.737075000000004,19.876941000000002,19.994123999999999,20.146317,20.372804000000002,20.604289000000001,20.891758000000003,21.262606000000005,21.689630000000005,22.131522000000004,22.582286000000003,22.830667000000002,23.125411000000003]
[null,12,"FRCC",null,"N/A",{"$f":"(F48-E48)","v":-1.021135000000001},-1.7384999999999096E-2,0.11955700000000036,5.7563000000000031E-2,0.1634569999999993,-2.0860000000002543E-3,-4.1186999999998974E-2,-7.6487000000000194E-2,-7.6501000000000374E-2,-4.4919999999999405E-2,4.3709999999990146E-3,4.762799999999956E-2,2.3805000000001186E-2,1.1751000000000289E-2,2.1080999999998795E-2,2.8624000000000649E-2,3.1819999999999737E-2,3.9187000000000083E-2,4.5536000000000243E-2,6.0041000000000011E-2,0.10594099999999962,0.11282500000000084,0.17645499999999892,0.18364799999999981,0.20714900000000114,0.22484999999999999,0.23846299999999943,0.17567400000000077,0.17136399999999874,null,null,8,"Virginia",null,10.64,{"$f":"AN106+(VLOOKUP($AK106,$AK$34:$BQ$42,AO$32))","v":10.475899},10.866837,10.775272000000001,10.592222000000001,11.150508,11.502584000000001,11.940983000000001,12.227208000000001,12.389945000000001,12.662602000000001,12.973201000000001,13.261812000000001,13.432629,13.525371,13.639504000000001,13.752054000000001,13.911891000000001,14.076884000000002,14.218956,14.399268000000001,14.627762000000001,14.854952000000001,15.176018000000001,15.569826000000001,15.964012,16.366058000000002,16.813208000000003,17.08146,17.403813]
[null,13,"CAMX",null,"N/A",{"$f":"(F49-E49)","v":0.48275199999999963},-0.1755829999999996,0.17365799999999965,1.8501000000000545E-2,4.4195000000000206E-2,-2.7470000000011652E-3,-0.11265399999999914,-5.0907999999999731E-2,0.37666099999999858,0.35635300000000036,-0.31356199999999923,-0.39086700000000008,-0.17819700000000083,0.15865800000000085,0.16278600000000054,-0.39226300000000158,-0.28851799999999983,-4.8895999999999162E-2,1.4110999999999763E-2,0.1519919999999999,9.5793000000000461E-2,-4.5659999999999812E-2,6.8573999999999913E-2,0.17465400000000031,0.17085599999999879,0.16838300000000039,0.17189300000000074,0.13446999999999854,0.12335800000000141,null,null,14,"Washington",null,8.2799999999999994,{"$f":"AN107+(VLOOKUP($AK107,$AK$34:$BQ$42,AO$32))","v":7.723096},8.0340699999999998,7.894741999999999,8.5774229999999996,9.1799379999999999,9.6183359999999993,10.151147999999999,10.499162,10.675825,10.952515999999999,11.180997999999999,11.392227,11.522145999999999,11.534367,11.577556,11.645147999999999,11.757075,11.896941,12.014123999999999,12.166316999999999,12.392804,12.624288999999999,12.911757999999999,13.282605999999999,13.709629999999999,14.151522,14.602286000000001,14.850667,15.145411000000001]
[null,14,"NWPP",null,"N/A",{"$f":"(F50-E50)","v":-0.21874100000000052},9.7473000000000809E-2,-0.12944400000000034,4.4899999999969964E-4,0.18917300000000026,9.2725999999999864E-2,9.6567000000000291E-2,-0.24802500000000016,-0.30564099999999961,-0.31218900000000005,-1.7116000000000575E-2,0.12323700000000049,1.2643999999999878E-2,-7.4826999999999977E-2,-2.165499999999998E-2,0.13054499999999969,8.7450999999999723E-2,3.4560000000000812E-2,5.148199999999914E-2,3.1040000000000845E-2,4.1425999999999519E-2,1.7962999999999951E-2,3.8802000000000447E-2,9.7220999999999336E-2,9.2643999999999949E-2,0.14322900000000072,0.16812000000000005,9.7353000000000023E-2,0.18474900000000005,null,null,3,"West Virginia",null,9.39,{"$f":"AN108+(VLOOKUP($AK108,$AK$34:$BQ$42,AO$32))","v":9.0377050000000008},8.9754960000000015,8.6714220000000015,8.4009180000000008,8.8907000000000007,9.226153,9.6197750000000006,9.8260820000000013,9.9572010000000013,10.117931,10.336348000000001,10.554421000000001,10.693594000000001,10.776315,10.917596000000001,11.005872,11.148587000000001,11.280669000000001,11.392833000000001,11.547237000000001,11.700743000000001,11.904671,12.228384,12.580179000000001,13.018531000000001,13.437621,13.849620000000002,14.054677000000002,14.344629000000001]
[null,15,"RMPA",null,"N/A",{"$f":"(F51-E51)","v":-0.71216200000000107},-4.6823999999999089E-2,-9.6666000000000807E-2,2.8700000000014825E-3,0.11940999999999846,-8.627999999999858E-3,-4.0059999999986218E-3,-2.9656000000001015E-2,0.11545199999999944,3.1689000000000078E-2,3.016299999999994E-2,7.1293000000000717E-2,6.699500000000036E-2,0.10659199999999913,6.2394000000001171E-2,3.0505999999999034E-2,4.239800000000038E-2,7.0646999999999238E-2,7.599200000000117E-2,7.3957999999999302E-2,8.0434000000000339E-2,0.14413199999999904,0.13841200000000065,0.11257200000000012,5.463300000000082E-2,0.10600599999999893,0.16119100000000053,0.35578600000000016,0.27629600000000032,null,null,16,"Wisconsin",null,13.02,{"$f":"AN109+(VLOOKUP($AK109,$AK$34:$BQ$42,AO$32))","v":12.463096},12.77407,12.634741999999999,13.317423,13.919938,14.358336,14.891147999999999,15.239162,15.415825,15.692515999999999,15.920997999999999,16.132227,16.262146000000001,16.274367000000002,16.317556000000003,16.385148000000001,16.497075000000002,16.636941,16.754123999999997,16.906316999999998,17.132804,17.364288999999999,17.651758000000001,18.022606000000003,18.449630000000003,18.891522000000002,19.342286000000001,19.590667,19.885411000000001]
[null,16,"MORE",null,"N/A",{"$f":"(F52-E52)","v":-1.2293090000000007},0.34064200000000078,-0.20698400000000028,0.26383500000000026,0.17349399999999982,0.23549799999999976,-4.4579999999999842E-2,-5.1341999999999999E-2,-3.6785000000000068E-2,-1.4343000000000217E-2,-3.0288999999999788E-2,-2.1808999999999301E-2,-1.4504000000000516E-2,-2.4390000000000356E-2,-2.5670999999999111E-2,-2.1755000000000635E-2,-1.7825999999999453E-2,-1.082099999999997E-2,2.2929999999998785E-3,2.1050000000002456E-3,1.7223999999998796E-2,1.8446000000000851E-2,2.1138999999999797E-2,4.2491000000000057E-2,6.2507999999999342E-2,4.2046000000000916E-2,4.2899999999999494E-2,5.35300000000003E-2,-7.9900000000066029E-4,null,null,14,"Wyoming",null,9.11,{"$f":"AN110+(VLOOKUP($AK110,$AK$34:$BQ$42,AO$32))","v":8.553096},8.8640699999999999,8.7247419999999991,9.4074229999999996,10.009938,10.448335999999999,10.981147999999999,11.329162,11.505825,11.782515999999999,12.010997999999999,12.222227,12.352145999999999,12.364367,12.407556,12.475147999999999,12.587075,12.726941,12.844123999999999,12.996316999999999,13.222804,13.454288999999999,13.741757999999999,14.112606,14.539629999999999,14.981522,15.432286000000001,15.680667,15.975411000000001]
[null,17,"MROW",null,"N/A",{"$f":"(F53-E53)","v":-0.81566200000000055},0.18800400000000028,0.18203899999999962,-3.1762999999999764E-2,0.24500100000000025,0.14544699999999899,-5.4586999999999719E-2,-4.3967000000000311E-2,-7.3748999999999398E-2,-4.4551999999999481E-2,-2.0210000000000505E-3,1.8769999999999953E-2,3.5203999999999347E-2,9.8570000000002267E-3,2.5299999999983669E-4,2.3420000000005103E-3,5.1529999999999632E-3,5.3879999999999484E-3,1.1817999999999884E-2,2.1148000000000167E-2,8.8140000000000107E-2,2.1367999999998943E-2,4.7090000000000742E-3,4.673200000000044E-2,6.4775000000000915E-2,6.4311000000000007E-2,3.8361000000000089E-2,5.5819999999986436E-3,1.8083999999999989E-2]
[null,18,"NEWE",null,"N/A",{"$f":"(F54-E54)","v":-0.5079349999999998},-0.91218600000000016,-0.33395200000000003,-0.35344899999999946,2.5847999999999871E-2,9.1535999999999618E-2,-3.3589999999996678E-3,0.13057899999999911,-0.19095699999999916,0.57658499999999968,-0.18428600000000017,0.55076599999999942,-0.28868099999999863,-0.38324300000000022,-0.56999599999999973,0.91572799999999965,-3.2395000000001062E-2,0.24119600000000041,0.20120299999999958,0.10132100000000044,0.11745400000000039,0.22375500000000059,-1.3503740000000004,0.19211800000000068,0.72574499999999986,-0.11424200000000084,-8.9548999999999879E-2,0.89128600000000091,-0.63478800000000035]
[null,19,"NYCW",null,"N/A",{"$f":"(F55-E55)","v":-1.0543060000000004},-1.6694659999999981,0.22144600000000025,2.5409999999990163E-3,0.18317900000000087,0.30127499999999863,0.73399900000000073,0.47438999999999965,-0.32286799999999971,-0.18600299999999947,-0.18794800000000222,5.3763000000000005E-2,0.60518400000000128,-0.42097799999999808,-1.2247060000000012,-0.16273999999999944,0.99751299999999787,0.45787600000000239,-0.18071000000000126,-0.43847799999999992,-0.18997999999999848,0.18344499999999897,1.1626869999999982,0.23508300000000304,-1.1658170000000005,0.22261199999999803,0.9192050000000016,0.28917299999999813,0.74745400000000117]
[null,20,"NYLI",null,"N/A",{"$f":"(F56-E56)","v":-3.8334799999999998},-0.73618900000000131,-1.2120999999998716E-2,-0.31033299999999997,9.1552999999999329E-2,0.14010399999999912,0.19870200000000082,7.657999999999987E-2,-5.5320000000005365E-3,-0.28639599999999987,-0.21117800000000031,0.11097200000000029,0.82119600000000048,0.11482999999999954,0.12199100000000129,0.21275200000000005,0.14403899999999936,-1.424316000000001,-3.6859999999983017E-3,1.60745,7.0256999999999792E-2,-0.403003,-1.0679920000000003,0.25618699999999883,1.7237280000000013,0.49248399999999926,-1.409673999999999,0.30720299999999945,1.2495320000000003]
[null,21,"NYUP",null,"N/A",{"$f":"(F57-E57)","v":1.5977449999999997},-1.0706670000000003,3.9533000000000484E-2,-0.1607510000000012,0.44561700000000037,6.7676999999999765E-2,0.11708500000000122,0.10186399999999907,4.5517999999999503E-2,-0.63487799999999872,6.8455000000000155E-2,-0.16619900000000065,6.3380999999999688E-2,-8.0392999999999049E-2,-6.5522000000001412E-2,4.0036000000000627E-2,0.3298640000000006,-0.23842600000000047,0.29996200000000073,-8.0306000000000211E-2,9.079799999999949E-2,1.109254,4.7030000000010119E-3,0.15688699999999933,0.40907299999999935,-0.59812499999999957,0.19615899999999975,1.221921,-0.2959069999999997]
[null,22,"RFCE",null,"N/A",{"$f":"(F58-E58)","v":8.0926999999999083E-2},-0.65731599999999979,-0.11538799999999938,-0.38177100000000053,-5.5557999999999552E-2,-0.19016599999999961,-7.8370000000003159E-3,-0.19003799999999949,0.18295499999999976,-6.282700000000041E-2,-5.1804999999999879E-2,5.1470999999999378E-2,-0.1382089999999998,-0.16911499999999968,-0.11518700000000059,-0.10147199999999934,-5.7142999999999944E-2,8.6928000000000338E-2,7.0486999999999966E-2,0.14041699999999935,6.282900000000069E-2,6.0485999999999152E-2,7.5717000000000922E-2,0.16661599999999943,0.29306700000000063,0.30175399999999897,0.1855790000000006,0.23592999999999975,0.13839800000000047]
[null,23,"New York Average",null,"N/A",{"$f":"(F59-E59)","v":-0.43433975000000125},-1.32658436,0.12377448000000157,-9.8550660000000789E-2,0.26836967999999928,0.19389151000000027,0.43615220999999949,0.28484008000000038,-0.14531150000000004,-0.36513783999999916,-9.6098790000000989E-2,-2.0185769999999437E-2,0.43279844999999995,-0.22530650999999935,-0.62073731000000087,-3.8898919999999393E-2,0.63953124999999922,-4.4440699999999111E-2,2.0151759999999186E-2,-3.9983719999998613E-2,-5.2261330000000328E-2,0.44975608999999928,0.44424464999999991,0.2088940000000008,-0.20746684999999943,-4.597733000000126E-2,0.34892370999999933,0.6366336600000011,0.42668057000000204]
[null,24,"Illinois Average",null,"N/A",{"$f":"(F60-E60)","v":0.57549999999999812},-0.2867374999999992,-0.17755700000000019,-6.5799500000000677E-2,0.25081400000000009,0.29815650000000105,0.11834550000000021,5.6711499999998694E-2,-1.0833499999998608E-2,7.3197499999999138E-2,5.1326500000000053E-2,8.2515000000000782E-2,4.1086499999998694E-2,-2.3397999999998476E-2,-3.8260000000018834E-3,-2.6888999999998831E-2,-9.024000000000143E-3,3.5095000000000098E-2,4.3332499999999996E-2,5.638249999999978E-2,3.4205500000000555E-2,4.2019999999999058E-2,9.515900000000066E-2,0.11214799999999947,0.15763899999999964,0.1331805000000017,0.11194499999999863,0.14022600000000018,0.10936000000000057,null,null,"Commercial"]
[null,25,"Missouri Average",null,"N/A",{"$f":"(F61-E61)","v":-6.8146999999999736E-2},0.10934149999999931,-3.7625999999999493E-2,9.1452499999999048E-2,0.23688049999999983,0.1562335000000008,-1.5855500000000688E-2,-3.3794000000000324E-2,-4.544299999999879E-2,-3.7038000000000793E-2,-1.7626500000000433E-2,3.0093000000000814E-2,1.3776500000000524E-2,-1.1598000000001107E-2,-3.7214500000001038E-2,-3.6105499999997903E-2,-1.6669500000000781E-2,4.7530000000000072E-2,4.0165000000000006E-2,2.6245499999999922E-2,8.6560000000002191E-3,2.2755000000000081E-2,3.7815499999998892E-2,0.14713100000000168,0.1973919999999989,0.12119850000000021,7.2169000000000594E-2,1.8211499999999603E-2,1.4901499999998791E-2,null,null,"#","State",null,2011,2012,2013,2014,2015,2016,2017,2018,2019,2020,2021,2022,2023,2024,2025,2026,2027,2028,2029,2030,2031,2032,2033,2034,2035,2036,2037,2038,2039,2040]
[null,null,null,null,null,null,null,null,null,null,null,null,null,null,null,null,null,null,null,null,null,null,null,null,null,null,null,null,null,null,null,null,null,null,null,null,null,{"$f":"StateInput","v":"Nationwide"},null,{"$f":"INDEX(AN121:AN172,MATCH($AL120,$AL$121:$AL$172,0))","v":10.226939433576096},{"$f":"INDEX(AO121:AO172,MATCH($AL120,$AL$121:$AL$172,0))","v":9.6615695449143324},10.150082408192441,10.006516306988379,10.100629812559514,10.614030598362699,10.967111526077693,11.413361805862927,11.685983100089048,11.83446631237085,12.064036995643141,12.280539588917978,12.479573001709692,12.607827275972884,12.643884492021595,12.724025709492009,12.78199293569681,12.885739031083398,13.003623380498512,13.098587988051399,13.22935727187345,13.409031358177108,13.60539210869594,13.878400590512134,14.217550973640794,14.623005103161766,15.025982286634971,15.450693539653521,15.673026055973409,15.953708264798685]
[null,"Residential",null,null,null,null,null,null,null,null,null,null,null,null,null,null,null,null,null,null,null,null,null,null,null,null,null,null,null,null,null,null,null,null,null,null,null,"Nationwide",null,{"$f":"SUMPRODUCT(AN122:AN172,'Building Growth Projections'!$AK$20:$AK$70)/'Building Growth Projections'!$AK$19","v":10.226939433576096},{"$f":"SUMPRODUCT(AO122:AO172,'Building Growth Projections'!$AK$20:$AK$70)/'Building Growth Projections'!$AK$19","v":9.6615695449143324},{"$f":"SUMPRODUCT(AP122:AP172,'Building Growth Projections'!$AK$20:$AK$70)/'Building Growth Projections'!$AK$19","v":10.150082408192441},{"$f":"SUMPRODUCT(AQ122:AQ172,'Building Growth Projections'!$AK$20:$AK$70)/'Building Growth Projections'!$AK$19","v":10.006516306988379},{"$f":"SUMPRODUCT(AR122:AR172,'Building Growth Projections'!$AK$20:$AK$70)/'Building Growth Projections'!$AK$19","v":10.100629812559514},{"$f":"SUMPRODUCT(AS122:AS172,'Building Growth Projections'!$AK$20:$AK$70)/'Building Growth Projections'!$AK$19","v":10.614030598362699},{"$f":"SUMPRODUCT(AT122:AT172,'Building Growth Projections'!$AK$20:$AK$70)/'Building Growth Projections'!$AK$19","v":10.967111526077693},{"$f":"SUMPRODUCT(AU122:AU172,'Building Growth Projections'!$AK$20:$AK$70)/'Building Growth Projections'!$AK$19","v":11.413361805862927},{"$f":"SUMPRODUCT(AV122:AV172,'Building Growth Projections'!$AK$20:$AK$70)/'Building Growth Projections'!$AK$19","v":11.685983100089048},{"$f":"SUMPRODUCT(AW122:AW172,'Building Growth Projections'!$AK$20:$AK$70)/'Building Growth Projections'!$AK$19","v":11.83446631237085},{"$f":"SUMPRODUCT(AX122:AX172,'Building Growth Projections'!$AK$20:$AK$70)/'Building Growth Projections'!$AK$19","v":12.064036995643141},{"$f":"SUMPRODUCT(AY122:AY172,'Building Growth Projections'!$AK$20:$AK$70)/'Building Growth Projections'!$AK$19","v":12.280539588917978},{"$f":"SUMPRODUCT(AZ122:AZ172,'Building Growth Projections'!$AK$20:$AK$70)/'Building Growth Projections'!$AK$19","v":12.479573001709692},{"$f":"SUMPRODUCT(BA122:BA172,'Building Growth Projections'!$AK$20:$AK$70)/'Building Growth Projections'!$AK$19","v":12.607827275972884},{"$f":"SUMPRODUCT(BB122:BB172,'Building Growth Projections'!$AK$20:$AK$70)/'Building Growth Projections'!$AK$19","v":12.643884492021595},{"$f":"SUMPRODUCT(BC122:BC172,'Building Growth Projections'!$AK$20:$AK$70)/'Building Growth Projections'!$AK$19","v":12.724025709492009},{"$f":"SUMPRODUCT(BD122:BD172,'Building Growth Projections'!$AK$20:$AK$70)/'Building Growth Projections'!$AK$19","v":12.78199293569681},{"$f":"SUMPRODUCT(BE122:BE172,'Building Growth Projections'!$AK$20:$AK$70)/'Building Growth Projections'!$AK$19","v":12.885739031083398},{"$f":"SUMPRODUCT(BF122:BF172,'Building Growth Projections'!$AK$20:$AK$70)/'Building Growth Projections'!$AK$19","v":13.003623380498512},{"$f":"SUMPRODUCT(BG122:BG172,'Building Growth Projections'!$AK$20:$AK$70)/'Building Growth Projections'!$AK$19","v":13.098587988051399},{"$f":"SUMPRODUCT(BH122:BH172,'Building Growth Projections'!$AK$20:$AK$70)/'Building Growth Projections'!$AK$19","v":13.22935727187345},{"$f":"SUMPRODUCT(BI122:BI172,'Building Growth Projections'!$AK$20:$AK$70)/'Building Growth Projections'!$AK$19","v":13.409031358177108},{"$f":"SUMPRODUCT(BJ122:BJ172,'Building Growth Projections'!$AK$20:$AK$70)/'Building Growth Projections'!$AK$19","v":13.60539210869594},{"$f":"SUMPRODUCT(BK122:BK172,'Building Growth Projections'!$AK$20:$AK$70)/'Building Growth Projections'!$AK$19","v":13.878400590512134},{"$f":"SUMPRODUCT(BL122:BL172,'Building Growth Projections'!$AK$20:$AK$70)/'Building Growth Projections'!$AK$19","v":14.217550973640794},{"$f":"SUMPRODUCT(BM122:BM172,'Building Growth Projections'!$AK$20:$AK$70)/'Building Growth Projections'!$AK$19","v":14.623005103161766},{"$f":"SUMPRODUCT(BN122:BN172,'Building Growth Projections'!$AK$20:$AK$70)/'Building Growth Projections'!$AK$19","v":15.025982286634971},{"$f":"SUMPRODUCT(BO122:BO172,'Building Growth Projections'!$AK$20:$AK$70)/'Building Growth Projections'!$AK$19","v":15.450693539653521},{"$f":"SUMPRODUCT(BP122:BP172,'Building Growth Projections'!$AK$20:$AK$70)/'Building Growth Projections'!$AK$19","v":15.673026055973409},{"$f":"SUMPRODUCT(BQ122:BQ172,'Building Growth Projections'!$AK$20:$AK$70)/'Building Growth Projections'!$AK$19","v":15.953708264798685}]
[null,"#","State",null,2011,2012,2013,2014,2015,2016,2017,2018,2019,2020,2021,2022,2023,2024,2025,2026,2027,2028,2029,2030,2031,2032,2033,2034,2035,2036,2037,2038,2039,2040,null,null,6,"Alabama",null,10.47,{"$f":"AN122+(VLOOKUP($AK122,$AK$46:$BQ$54,AO$32))","v":10.303634000000001},10.595215000000001,10.387646,10.212164000000001,10.695538000000001,10.920701000000001,11.208934000000001,11.33642,11.442142,11.569724000000001,11.820332000000001,12.065829000000001,12.206287000000001,12.276842,12.429394,12.510428000000001,12.645363000000001,12.764491000000001,12.86397,13.004135000000002,13.100122000000001,13.271236,13.572073000000001,13.878917000000001,14.313368000000001,14.706832,15.079297,15.23127,15.492970000000001]
[null,null,{"$f":"StateInput","v":"Nationwide"},null,{"$f":"INDEX(E124:E175,MATCH($C123,$C$124:$C$175,0))","v":11.649816989322272},{"$f":"INDEX(F124:F175,MATCH($C123,$C$124:$C$175,0))","v":11.412843906782841},11.212596987857649,11.38506881396223,11.400914366673254,11.559034966490712,11.620579727265731,11.634681549527025,11.568221037542083,11.587589287180259,11.611862288170617,11.629036403392938,11.613454019544475,11.656184134287869,11.697426079049347,11.758718412805587,11.808198412773264,11.865707530167073,11.924016910671405,11.957060169025299,12.022306845915637,12.080832812294616,12.121595643672473,12.193960861187772,12.315212307598072,12.472629265525917,12.607173717011246,12.73196419786464,12.882689763887484,12.961417032215445,null,null,14,"Alaska",null,15.1,{"$f":"AN123+(VLOOKUP($AK123,$AK$46:$BQ$54,AO$32))","v":14.603237999999999},15.136652999999999,15.031574999999998,15.27525,15.823003999999999,16.230860999999997,16.740080999999996,17.073317999999997,17.244232999999998,17.528217999999995,17.748439999999995,17.951389999999996,18.086164999999998,18.109717999999997,18.153729999999996,18.215324999999993,18.315152999999995,18.442310999999997,18.543051999999996,18.674715999999997,18.888881999999995,19.106192999999998,19.382848999999997,19.747159999999997,20.168305999999998,20.611681999999995,21.064948999999995,21.319339999999997,21.612326999999997]
[null,null,"Nationwide",null,{"$f":"SUMPRODUCT(E125:E175,'Building Growth Projections'!$D$20:$D$70)/'Building Growth Projections'!$D$19","v":11.649816989322272},{"$f":"SUMPRODUCT(F125:F175,'Building Growth Projections'!$D$20:$D$70)/'Building Growth Projections'!$D$19","v":11.412843906782841},{"$f":"SUMPRODUCT(G125:G175,'Building Growth Projections'!$D$20:$D$70)/'Building Growth Projections'!$D$19","v":11.212596987857649},{"$f":"SUMPRODUCT(H125:H175,'Building Growth Projections'!$D$20:$D$70)/'Building Growth Projections'!$D$19","v":11.38506881396223},{"$f":"SUMPRODUCT(I125:I175,'Building Growth Projections'!$D$20:$D$70)/'Building Growth Projections'!$D$19","v":11.400914366673254},{"$f":"SUMPRODUCT(J125:J175,'Building Growth Projections'!$D$20:$D$70)/'Building Growth Projections'!$D$19","v":11.559034966490712},{"$f":"SUMPRODUCT(K125:K175,'Building Growth Projections'!$D$20:$D$70)/'Building Growth Projections'!$D$19","v":11.620579727265731},{"$f":"SUMPRODUCT(L125:L175,'Building Growth Projections'!$D$20:$D$70)/'Building Growth Projections'!$D$19","v":11.634681549527025},{"$f":"SUMPRODUCT(M125:M175,'Building Growth Projections'!$D$20:$D$70)/'Building Growth Projections'!$D$19","v":11.568221037542083},{"$f":"SUMPRODUCT(N125:N175,'Building Growth Projections'!$D$20:$D$70)/'Building Growth Projections'!$D$19","v":11.587589287180259},{"$f":"SUMPRODUCT(O125:O175,'Building Growth Projections'!$D$20:$D$70)/'Building Growth Projections'!$D$19","v":11.611862288170617},{"$f":"SUMPRODUCT(P125:P175,'Building Growth Projections'!$D$20:$D$70)/'Building Growth Projections'!$D$19","v":11.629036403392938},{"$f":"SUMPRODUCT(Q125:Q175,'Building Growth Projections'!$D$20:$D$70)/'Building Growth Projections'!$D$19","v":11.613454019544475},{"$f":"SUMPRODUCT(R125:R175,'Building Growth Projections'!$D$20:$D$70)/'Building Growth Projections'!$D$19","v":11.656184134287869},{"$f":"SUMPRODUCT(S125:S175,'Building Growth Projections'!$D$20:$D$70)/'Building Growth Projections'!$D$19","v":11.697426079049347},{"$f":"SUMPRODUCT(T125:T175,'Building Growth Projections'!$D$20:$D$70)/'Building Growth Projections'!$D$19","v":11.758718412805587},{"$f":"SUMPRODUCT(U125:U175,'Building Growth Projections'!$D$20:$D$70)/'Building Growth Projections'!$D$19","v":11.808198412773264},{"$f":"SUMPRODUCT(V125:V175,'Building Growth Projections'!$D$20:$D$70)/'Building Growth Projections'!$D$19","v":11.865707530167073},{"$f":"SUMPRODUCT(W125:W175,'Building Growth Projections'!$D$20:$D$70)/'Building Growth Projections'!$D$19","v":11.924016910671405},{"$f":"SUMPRODUCT(X125:X175,'Building Growth Projections'!$D$20:$D$70)/'Building Growth Projections'!$D$19","v":11.957060169025299},{"$f":"SUMPRODUCT(Y125:Y175,'Building Growth Projections'!$D$20:$D$70)/'Building Growth Projections'!$D$19","v":12.022306845915637},{"$f":"SUMPRODUCT(Z125:Z175,'Building Growth Projections'!$D$20:$D$70)/'Building Growth Projections'!$D$19","v":12.080832812294616},{"$f":"SUMPRODUCT(AA125:AA175,'Building Growth Projections'!$D$20:$D$70)/'Building Growth Projections'!$D$19","v":12.121595643672473},{"$f":"SUMPRODUCT(AB125:AB175,'Building Growth Projections'!$D$20:$D$70)/'Building Growth Projections'!$D$19","v":12.193960861187772},{"$f":"SUMPRODUCT(AC125:AC175,'Building Growth Projections'!$D$20:$D$70)/'Building Growth Projections'!$D$19","v":12.315212307598072},{"$f":"SUMPRODUCT(AD125:AD175,'Building Growth Projections'!$D$20:$D$70)/'Building Growth Projections'!$D$19","v":12.472629265525917},{"$f":"SUMPRODUCT(AE125:AE175,'Building Growth Projections'!$D$20:$D$70)/'Building Growth Projections'!$D$19","v":12.607173717011246},{"$f":"SUMPRODUCT(AF125:AF175,'Building Growth Projections'!$D$20:$D$70)/'Building Growth Projections'!$D$19","v":12.73196419786464},{"$f":"SUMPRODUCT(AG125:AG175,'Building Growth Projections'!$D$20:$D$70)/'Building Growth Projections'!$D$19","v":12.882689763887484},{"$f":"SUMPRODUCT(AH125:AH175,'Building Growth Projections'!$D$20:$D$70)/'Building Growth Projections'!$D$19","v":12.961417032215445},null,null,11,"Arizona",null,9.5,{"$f":"AN124+(VLOOKUP($AK124,$AK$46:$BQ$54,AO$32))","v":9.0032379999999996},9.5366529999999994,9.4315749999999987,9.6752500000000001,10.223004,10.630860999999999,11.140080999999999,11.473317999999999,11.644233,11.928217999999999,12.148439999999999,12.351389999999999,12.486165,12.509717999999999,12.55373,12.615324999999999,12.715152999999999,12.842310999999999,12.943052,13.074715999999999,13.288881999999999,13.506193,13.782848999999999,14.14716,14.568306,15.011681999999999,15.464948999999999,15.719339999999999,16.012326999999999]
[null,6,"Alabama",null,11.09,{"$f":"E125+(VLOOKUP($B125,$B$66:$AH$90,F$64))","v":9.7407620000000001},9.6645200000000013,9.9648570000000003,10.040627000000001,10.21476,10.475553,10.597294,10.509373,10.459143000000001,10.432841,10.374732,10.324304,10.286021,10.240586,10.209138000000001,10.199853000000001,10.150479000000001,10.151419000000001,10.117819000000001,10.025884000000001,9.9924700000000009,10.008312,10.047858,10.113377,10.148118,10.176880000000001,10.229520000000001,10.275646,10.331927,null,null,4,"Arkansas",null,7.5,{"$f":"AN125+(VLOOKUP($AK125,$AK$46:$BQ$54,AO$32))","v":6.5729829999999998},6.9937560000000003,6.7235370000000003,6.524597,6.9875980000000002,7.3397030000000001,7.7479159999999991,7.9616379999999998,8.0798939999999995,8.2372579999999989,8.4049979999999991,8.5658579999999986,8.6618879999999994,8.7111389999999993,8.8007389999999983,8.8523899999999998,8.9535859999999996,9.0481089999999984,9.1208299999999998,9.2370769999999993,9.384053999999999,9.562163,9.8521239999999999,10.186610999999999,10.572293999999999,10.957272999999999,11.346958999999998,11.542447999999998,11.796711999999999]
[null,14,"Alaska",null,17.62,{"$f":"E126+(VLOOKUP($B126,$B$66:$AH$90,F$64))","v":17.480522000000001},17.485828000000001,17.451453999999998,17.427624999999999,17.583889999999997,17.656303999999999,17.719441,17.470556999999999,17.179867999999999,16.859051000000001,16.824488000000002,16.977234000000003,17.019164000000004,17.041862000000002,17.016660000000002,17.145296000000002,17.273877000000002,17.336766000000004,17.418092000000005,17.478589000000007,17.537069000000006,17.588215000000005,17.638322000000002,17.747274000000004,17.852910000000005,17.989417000000003,18.152982000000002,18.259128,18.415635999999999,null,null,13,"California",null,13.05,{"$f":"AN126+(VLOOKUP($AK126,$AK$46:$BQ$54,AO$32))","v":12.553238},13.086653,12.981574999999999,13.225250000000001,13.773004,14.180861,14.690080999999999,15.023318,15.194233000000001,15.478218,15.69844,15.901389999999999,16.036165,16.059718,16.103729999999999,16.165324999999996,16.265152999999998,16.392310999999999,16.493051999999999,16.624715999999999,16.838881999999998,17.056193,17.332849,17.69716,18.118306,18.561681999999998,19.014948999999998,19.26934,19.562327]
[null,11,"Arizona",null,11.08,{"$f":"E127+(VLOOKUP($B127,$B$66:$AH$90,F$64))","v":10.641843999999999},10.805109,11.011502999999999,10.954053999999999,11.084252999999999,11.291324999999999,11.355948,11.431258999999999,11.39551,11.396695999999999,11.596238,11.798727,12.006290999999999,12.053858999999999,12.073058999999999,12.265535999999999,12.398627999999999,12.518906999999999,12.637132999999999,12.753579999999999,12.895204,12.953159999999999,13.012107,13.208024999999999,13.473405999999999,13.642270999999999,13.755585999999999,13.933800999999999,14.128413999999999,null,null,15,"Colorado",null,9.44,{"$f":"AN127+(VLOOKUP($AK127,$AK$46:$BQ$54,AO$32))","v":8.9432379999999991},9.4766529999999989,9.3715749999999982,9.6152499999999996,10.163003999999999,10.570860999999999,11.080080999999998,11.413317999999999,11.584232999999999,11.868217999999999,12.088439999999999,12.291389999999998,12.426164999999999,12.449717999999999,12.493729999999999,12.555324999999998,12.655152999999999,12.782310999999998,12.883051999999999,13.014715999999998,13.228881999999999,13.446192999999999,13.722848999999998,14.087159999999999,14.508305999999999,14.951681999999998,15.404948999999998,15.659339999999998,15.952326999999999]
[null,4,"Arkansas",null,9.02,{"$f":"E128+(VLOOKUP($B128,$B$66:$AH$90,F$64))","v":9.3683200000000006},9.1542759999999994,9.5511929999999996,9.7429509999999997,10.003133999999999,10.168858,10.033161999999999,10.007928999999999,10.054565999999999,10.084583,10.196508,10.252701999999999,10.361022,10.593869999999999,10.835457999999999,10.529163,10.589352,10.652142,10.635208,10.655113,10.68121,10.69281,10.824961999999999,11.105053,11.071396,11.150415000000001,11.303032999999999,11.409958,11.491901,null,null,18,"Connecticut",null,15.57,{"$f":"AN128+(VLOOKUP($AK128,$AK$46:$BQ$54,AO$32))","v":15.073238},15.606653,15.501574999999999,15.74525,16.293004,16.700861,17.210080999999999,17.543317999999999,17.714233,17.998218000000001,18.218440000000001,18.421390000000002,18.556165000000004,18.579718000000003,18.623730000000002,18.685324999999999,18.785153000000001,18.912311000000003,19.013052000000002,19.144716000000003,19.358882000000001,19.576193000000004,19.852849000000003,20.217160000000003,20.638306000000004,21.081682000000001,21.534949000000001,21.789340000000003,22.082327000000003]
[null,13,"California",null,14.780000000000001,{"$f":"E129+(VLOOKUP($B129,$B$66:$AH$90,F$64))","v":15.329088},15.217614000000001,15.297273000000001,15.249994000000001,15.256852,15.174596000000001,15.033115,14.932450000000001,15.313242000000001,15.560561000000002,15.198297,14.793603000000001,14.577393000000001,14.705952000000002,14.735032,14.389443000000002,14.190096,14.193348,14.241502000000001,14.533952000000001,14.678270000000001,14.566067,14.615441000000001,14.798384,14.975712000000001,15.145699,15.31836,15.451260000000001,15.568317,null,null,22,"Delaware",null,10.64,{"$f":"AN129+(VLOOKUP($AK129,$AK$46:$BQ$54,AO$32))","v":10.143238},10.676653,10.571574999999999,10.815250000000001,11.363004,11.770861,12.280080999999999,12.613318,12.784233,13.068218,13.28844,13.491389999999999,13.626165,13.649718,13.69373,13.755324999999999,13.855153,13.982310999999999,14.083052,14.214715999999999,14.428882,14.646193,14.922848999999999,15.28716,15.708306,16.151682000000001,16.604949000000001,16.859340000000003,17.152327000000003]
[null,15,"Colorado",null,11.27,{"$f":"E130+(VLOOKUP($B130,$B$66:$AH$90,F$64))","v":10.602433},10.488116,10.589150999999999,10.594376,10.674002999999999,10.656613999999999,10.589847000000001,10.479958999999999,10.574965000000001,10.662538,10.701965,10.777526,10.861675999999999,10.965413,11.058648999999999,11.113797999999999,11.173677,11.259069999999999,11.348908999999999,11.428512,11.515248999999999,11.649405999999999,11.787836,11.910645000000001,11.950144999999999,12.034115,12.175997000000001,12.469773999999999,12.788857999999999,null,null,22,"District of Columbia",null,12.9,{"$f":"AN130+(VLOOKUP($AK130,$AK$46:$BQ$54,AO$32))","v":12.403238},12.936653,12.831574999999999,13.07525,13.623004,14.030861,14.540080999999999,14.873317999999999,15.044233,15.328218,15.548439999999999,15.751389999999999,15.886165,15.909718,15.95373,16.015324999999997,16.115152999999999,16.242311000000001,16.343052,16.474716000000001,16.688882,16.906193000000002,17.182849000000001,17.547160000000002,17.968306000000002,18.411681999999999,18.864948999999999,19.119340000000001,19.412327000000001]
[null,18,"Connecticut",null,18.11,{"$f":"E131+(VLOOKUP($B131,$B$66:$AH$90,F$64))","v":20.44408},19.721598999999998,19.558831999999999,19.320829,19.233125000000001,19.103178,18.822658000000001,18.694523999999998,18.510750999999999,18.823173000000001,18.661413,19.075565000000001,19.040195000000001,19.168838000000001,19.253409999999999,20.258196999999999,20.314508,20.475100999999999,20.531582999999998,20.612299,20.690542000000001,20.844829000000001,20.110353,20.403479999999998,21.000812,21.048534,20.968913999999998,21.496841,21.149169000000001,null,null,12,"Florida",null,9.85,{"$f":"AN131+(VLOOKUP($AK131,$AK$46:$BQ$54,AO$32))","v":9.3532379999999993},9.886652999999999,9.7815749999999984,10.02525,10.573003999999999,10.980860999999999,11.490080999999998,11.823317999999999,11.994232999999999,12.278217999999999,12.498439999999999,12.701389999999998,12.836164999999999,12.859717999999999,12.903729999999999,12.965324999999998,13.065152999999999,13.192310999999998,13.293051999999999,13.424715999999998,13.638881999999999,13.856192999999999,14.132848999999998,14.497159999999999,14.918305999999999,15.361681999999998,15.814948999999999,16.069339999999997,16.362326999999997]
[null,22,"Delaware",null,13.700000000000001,{"$f":"E132+(VLOOKUP($B132,$B$66:$AH$90,F$64))","v":13.551880000000001},13.042765000000001,13.11703,12.877271,12.852433000000001,12.657646,12.634933,12.423881,12.540573,12.4282,12.343041000000001,12.367422000000001,12.339889000000001,12.333690000000001,12.339111000000001,12.255509,12.202169000000001,12.304884000000001,12.402115,12.533527000000001,12.58961,12.647462000000001,12.727491000000001,12.882104,13.148661000000001,13.408663000000001,13.545513,13.731576,13.831902000000001,null,null,6,"Georgia",null,9.870000000000001,{"$f":"AN132+(VLOOKUP($AK132,$AK$46:$BQ$54,AO$32))","v":9.703634000000001},9.9952150000000017,9.7876460000000005,9.6121640000000017,10.095538000000001,10.320701000000001,10.608934000000001,10.736420000000001,10.842142000000001,10.969724000000001,11.220332000000001,11.465829000000001,11.606287000000002,11.676842000000001,11.829394000000001,11.910428000000001,12.045363000000002,12.164491000000002,12.26397,12.404135000000002,12.500122000000001,12.671236,12.972073000000002,13.278917000000002,13.713368000000001,14.106832000000001,14.479297000000001,14.631270000000001,14.892970000000002]
[null,22,"District of Columbia",null,13.4,{"$f":"E133+(VLOOKUP($B133,$B$66:$AH$90,F$64))","v":13.25188},12.742765,12.817029999999999,12.577271,12.552433000000001,12.357645999999999,12.334932999999999,12.123880999999999,12.240572999999999,12.1282,12.043041000000001,12.067422000000001,12.039889000000001,12.03369,12.039111,11.955508999999999,11.902169000000001,12.004884000000001,12.102115,12.233527,12.28961,12.347462,12.427491,12.582103999999999,12.848661,13.108663,13.245512999999999,13.431576,13.531902000000001,null,null,13,"Hawaii",null,32.369999999999997,{"$f":"AN133+(VLOOKUP($AK133,$AK$46:$BQ$54,AO$32))","v":31.873237999999997},32.406652999999999,32.301575,32.545250000000003,33.093004000000001,33.500861,34.010081,34.343317999999996,34.514232999999997,34.798217999999999,35.018439999999998,35.22139,35.356165000000004,35.379718000000004,35.423730000000006,35.485325000000003,35.585153000000005,35.712311000000007,35.813052000000006,35.944716000000007,36.158882000000006,36.376193000000008,36.652849000000003,37.017160000000004,37.438306000000004,37.881682000000005,38.334949000000009,38.589340000000007,38.882327000000004]
[null,12,"Florida",null,11.51,{"$f":"E134+(VLOOKUP($B134,$B$66:$AH$90,F$64))","v":10.50202},10.480297,10.773475999999999,10.919219,11.127677,11.146957,11.108561999999999,11.033750999999999,10.980547999999999,10.946406999999999,10.956892999999999,11.011165,11.036548,11.047048,11.063238999999999,11.086328999999999,11.110852,11.143355,11.183187,11.23931,11.339801,11.458437999999999,11.628383999999999,11.817261999999999,12.015784999999999,12.235263,12.471377,12.649562,12.809828,null,null,14,"Idaho",null,6.41,{"$f":"AN134+(VLOOKUP($AK134,$AK$46:$BQ$54,AO$32))","v":5.9132379999999998},6.4466529999999995,6.3415749999999989,6.5852500000000003,7.1330039999999997,7.5408609999999996,8.0500809999999987,8.3833179999999992,8.554233,8.8382179999999995,9.0584399999999992,9.2613899999999987,9.3961649999999999,9.4197179999999996,9.46373,9.5253249999999987,9.6251529999999992,9.7523109999999988,9.8530519999999999,9.9847159999999988,10.198881999999999,10.416193,10.692848999999999,11.05716,11.478306,11.921681999999999,12.374948999999999,12.629339999999999,12.922326999999999]
[null,6,"Georgia",null,11.05,{"$f":"E135+(VLOOKUP($B135,$B$66:$AH$90,F$64))","v":9.700762000000001},9.6245200000000022,9.9248570000000012,10.000627000000001,10.174760000000001,10.435553000000001,10.557294000000001,10.469373000000001,10.419143000000002,10.392841000000001,10.334732000000001,10.284304000000001,10.246021000000001,10.200586000000001,10.169138000000002,10.159853000000002,10.110479000000002,10.111419000000001,10.077819000000002,9.9858840000000022,9.9524700000000017,9.9683120000000009,10.007858000000001,10.073377000000001,10.108118000000001,10.136880000000001,10.189520000000002,10.235646000000001,10.291927000000001,null,null,24,"Illinois",null,8.64,{"$f":"AN135+(VLOOKUP($AK135,$AK$46:$BQ$54,AO$32))","v":8.1432380000000002},8.6766529999999999,8.5715749999999993,8.8152500000000007,9.3630040000000001,9.770861,10.280080999999999,10.613318,10.784233,11.068218,11.28844,11.491389999999999,11.626165,11.649718,11.69373,11.755324999999999,11.855153,11.982310999999999,12.083052,12.214715999999999,12.428882,12.646193,12.922848999999999,13.28716,13.708306,14.151681999999999,14.604949,14.85934,15.152327]
[null,13,"Hawaii",null,34.68,{"$f":"E136+(VLOOKUP($B136,$B$66:$AH$90,F$64))","v":35.229087999999997},35.117613999999996,35.197272999999996,35.149993999999992,35.156851999999994,35.074595999999993,34.933114999999994,34.832449999999994,35.213241999999994,35.460560999999998,35.098296999999995,34.693602999999996,34.477392999999992,34.605951999999995,34.635031999999995,34.289442999999999,34.090095999999996,34.093347999999992,34.141501999999988,34.433951999999991,34.578269999999989,34.466066999999988,34.515440999999988,34.69838399999999,34.875711999999993,35.045698999999992,35.21835999999999,35.351259999999989,35.468316999999985,null,null,3,"Indiana",null,8.77,{"$f":"AN136+(VLOOKUP($AK136,$AK$46:$BQ$54,AO$32))","v":7.893997999999999},8.2235990000000001,7.9584779999999995,7.7558619999999996,8.2177159999999994,8.5171460000000003,8.8754160000000013,9.053014000000001,9.1613190000000007,9.2980800000000006,9.4903150000000007,9.6809950000000011,9.7941890000000011,9.850994,9.9643800000000002,10.024406000000001,10.137204000000001,10.238940000000001,10.320573000000001,10.443603000000001,10.563849000000001,10.7331,11.021140000000001,11.337732000000001,11.740658,12.125294,12.503585000000001,12.677991,12.937114000000001]
[null,14,"Idaho",null,7.87,{"$f":"E137+(VLOOKUP($B137,$B$66:$AH$90,F$64))","v":7.7305219999999997},7.7358280000000006,7.7014539999999991,7.6776249999999999,7.8338899999999994,7.9063039999999996,7.9694410000000007,7.7205570000000003,7.4298679999999999,7.109051,7.0744879999999997,7.2272340000000002,7.2691640000000008,7.2918619999999992,7.2666600000000008,7.3952959999999992,7.5238769999999997,7.5867659999999999,7.6680920000000006,7.7285890000000004,7.7870689999999998,7.8382150000000008,7.8883219999999996,7.997274,8.1029100000000014,8.2394170000000013,8.4029820000000015,8.5091280000000005,8.665636000000001,null,null,17,"Iowa",null,7.8500000000000005,{"$f":"AN137+(VLOOKUP($AK137,$AK$46:$BQ$54,AO$32))","v":7.3532380000000002},7.8866529999999999,7.7815749999999992,8.0252499999999998,8.5730039999999992,8.9808609999999991,9.4900809999999982,9.8233179999999987,9.9942329999999995,10.278217999999999,10.498439999999999,10.701389999999998,10.836164999999999,10.859717999999999,10.903729999999999,10.965324999999998,11.065152999999999,11.192310999999998,11.293051999999999,11.424715999999998,11.638881999999999,11.856192999999999,12.132848999999998,12.497159999999999,12.918305999999999,13.361681999999998,13.814948999999999,14.069339999999999,14.362326999999999]
[null,24,"Illinois",null,11.78,{"$f":"E138+(VLOOKUP($B138,$B$66:$AH$90,F$64))","v":11.5587255},11.267363999999999,11.295206499999999,11.343112999999999,11.6195155,11.902225499999998,11.970564999999999,11.962175499999999,11.9266275,11.985072499999999,12.039156499999999,12.127107999999998,12.220905499999999,12.291839,12.384651,12.410871999999999,12.420828999999999,12.4454315,12.470026500000001,12.497333499999998,12.504036999999999,12.5193815,12.584887499999999,12.661166,12.774953500000001,12.861274999999999,12.924246500000001,13.015851,13.087932499999999,null,null,9,"Kansas",null,8.7799999999999994,{"$f":"AN138+(VLOOKUP($AK138,$AK$46:$BQ$54,AO$32))","v":8.283237999999999},8.8166529999999987,8.7115749999999981,8.9552499999999995,9.5030039999999989,9.9108609999999988,10.420080999999998,10.753317999999998,10.924232999999999,11.208217999999999,11.428439999999998,11.631389999999998,11.766164999999999,11.789717999999999,11.833729999999999,11.895324999999998,11.995152999999998,12.122310999999998,12.223051999999999,12.354715999999998,12.568881999999999,12.786192999999999,13.062848999999998,13.427159999999999,13.848305999999999,14.291681999999998,14.744948999999998,14.999339999999998,15.292326999999998]
[null,3,"Indiana",null,10.06,{"$f":"E139+(VLOOKUP($B139,$B$66:$AH$90,F$64))","v":10.465041000000001},10.178008,10.19308,10.242725,10.528209,10.824369000000001,10.914753000000001,10.869520000000001,10.790843000000001,10.893281000000002,10.952807000000002,11.044665,11.132733000000002,11.200800000000001,11.282940000000002,11.312938000000001,11.321659,11.343564000000001,11.353415000000002,11.364589,11.385227,11.420455,11.496616000000001,11.575229,11.712388000000001,11.841426,11.927127,12.029354000000001,12.098324000000002,null,null,7,"Kentucky",null,8.49,{"$f":"AN139+ABS((VLOOKUP($AK139,$AK$46:$BQ$54,AO$32)))","v":9.3483590000000003},9.7259130000000003,9.904796000000001,10.071215000000002,10.554965000000003,10.769826000000002,11.054866000000002,11.178210000000002,11.283675000000002,11.412270000000001,11.665684000000002,11.914063000000002,12.055064000000002,12.134272000000001,12.293899000000001,12.374583000000001,12.512070000000001,12.628551000000002,12.721188000000001,12.854013000000002,12.942613000000001,13.112334000000002,13.413032000000001,13.713776000000001,14.150017000000002,14.542793000000001,14.910719000000002,15.062173000000001,15.333164000000002]
[null,17,"Iowa",null,10.46,{"$f":"E140+(VLOOKUP($B140,$B$66:$AH$90,F$64))","v":9.7342910000000007},9.7484390000000012,10.079361,10.078421000000001,10.356722000000001,10.543530000000001,10.4838,10.432233,10.394836000000002,10.360947000000001,10.353598,10.368536000000001,10.406833000000001,10.416824,10.415733000000001,10.414292000000001,10.420391,10.421666,10.422707000000001,10.431479000000001,10.490982000000001,10.508564,10.495320000000001,10.522522,10.554476000000001,10.598437000000001,10.612622,10.586373,10.559828000000001,null,null,4,"Louisiana",null,8.44,{"$f":"AN140+(VLOOKUP($AK140,$AK$46:$BQ$54,AO$32))","v":7.5129829999999993},7.9337559999999998,7.6635369999999998,7.4645969999999995,7.9275979999999997,8.2797029999999996,8.6879159999999978,8.9016379999999984,9.019893999999999,9.1772579999999984,9.3449979999999986,9.5058579999999981,9.6018879999999989,9.6511389999999988,9.7407389999999978,9.7923899999999993,9.8935859999999991,9.9881089999999979,10.060829999999999,10.177076999999999,10.324053999999999,10.502162999999999,10.792123999999999,11.126610999999999,11.512293999999999,11.897272999999998,12.286958999999998,12.482447999999998,12.736711999999999]
[null,9,"Kansas",null,10.65,{"$f":"E141+(VLOOKUP($B141,$B$66:$AH$90,F$64))","v":10.5777},10.845065000000002,11.100031000000001,11.371163000000001,11.62063,11.630364,11.483000000000001,11.309903,11.189261,11.085266000000001,10.979715000000001,10.940331,10.914396000000002,10.893412000000001,10.780711,10.716726000000001,10.659969,10.678007000000001,10.686262000000001,10.634900000000002,10.610391000000002,10.598326,10.563426000000002,10.708075000000001,10.945547000000001,11.088214000000001,11.121326000000002,11.018263000000001,10.901144,null,null,18,"Maine",null,12.290000000000001,{"$f":"AN141+(VLOOKUP($AK141,$AK$46:$BQ$54,AO$32))","v":11.793238000000001},12.326653,12.221575,12.465250000000001,13.013004,13.420861,13.930080999999999,14.263318,14.434233000000001,14.718218,14.93844,15.141389999999999,15.276165000000001,15.299718,15.343730000000001,15.405324999999999,15.505153,15.632311,15.733052000000001,15.864716,16.078882,16.296193000000002,16.572849000000001,16.937160000000002,17.358306000000002,17.801682,18.254949,18.509340000000002,18.802327000000002]
[null,7,"Kentucky",null,9.2000000000000011,{"$f":"E142","v":9.2000000000000011},{"$f":"F142+ABS((VLOOKUP($B142,$B$66:$AH$90,G$64)))","v":9.3568119999999997},9.3756099999999982,9.4279359999999972,9.6310039999999972,9.6808999999999976,9.7730369999999969,9.8583679999999969,9.9054769999999976,9.9620869999999968,10.039463999999997,10.114171999999996,10.178576999999997,10.189600999999998,10.206761999999998,10.223226999999998,10.234488999999996,10.278037999999997,10.315299999999997,10.328457999999998,10.369521999999996,10.380651999999998,10.420444999999997,10.444857999999996,10.476341999999995,10.489048999999994,10.515820999999995,10.554516999999995,10.596032999999995,null,null,22,"Maryland",null,11.28,{"$f":"AN142+(VLOOKUP($AK142,$AK$46:$BQ$54,AO$32))","v":10.783237999999999},11.316652999999999,11.211574999999998,11.455249999999999,12.003003999999999,12.410860999999999,12.920080999999998,13.253317999999998,13.424232999999999,13.708217999999999,13.928439999999998,14.131389999999998,14.266164999999999,14.289717999999999,14.333729999999999,14.395324999999998,14.495152999999998,14.622310999999998,14.723051999999999,14.854715999999998,15.068881999999999,15.286192999999999,15.562848999999998,15.927159999999999,16.348306000000001,16.791682000000002,17.244949000000002,17.499340000000004,17.792327000000004]
[null,4,"Louisiana",null,8.9600000000000009,{"$f":"E143+(VLOOKUP($B143,$B$66:$AH$90,F$64))","v":9.3083200000000019},9.0942760000000007,9.4911930000000009,9.682951000000001,9.9431340000000006,10.108858000000001,9.9731620000000003,9.9479290000000002,9.9945660000000007,10.024583000000002,10.136508000000001,10.192702000000001,10.301022000000001,10.53387,10.775458,10.469163000000002,10.529352000000001,10.592142000000001,10.575208000000002,10.595113000000001,10.621210000000001,10.632810000000001,10.764962000000001,11.045053000000001,11.011396000000001,11.090415000000002,11.243033,11.349958000000001,11.431901000000002,null,null,18,"Massachusetts",null,14.33,{"$f":"AN143+(VLOOKUP($AK143,$AK$46:$BQ$54,AO$32))","v":13.833238},14.366652999999999,14.261574999999999,14.50525,15.053004,15.460861,15.970080999999999,16.303317999999997,16.474232999999998,16.758217999999999,16.978439999999999,17.18139,17.316165000000002,17.339718000000001,17.38373,17.445324999999997,17.545152999999999,17.672311000000001,17.773052,17.904716000000001,18.118881999999999,18.336193000000002,18.612849000000001,18.977160000000001,19.398306000000002,19.841681999999999,20.294948999999999,20.549340000000001,20.842327000000001]
[null,18,"Maine",null,15.38,{"$f":"E144+(VLOOKUP($B144,$B$66:$AH$90,F$64))","v":17.714080000000003},16.991599000000001,16.828832000000002,16.590829000000003,16.503125000000004,16.373178000000003,16.092658000000004,15.964524000000001,15.780751000000002,16.093173000000004,15.931413000000003,16.345565000000004,16.310195000000004,16.438838000000004,16.523410000000002,17.528197000000002,17.584508000000003,17.745101000000002,17.801583000000001,17.882299000000003,17.960542000000004,18.114829000000004,17.380353000000003,17.673480000000001,18.270812000000003,18.318534000000003,18.238914000000001,18.766841000000003,18.419169000000004,null,null,2,"Michigan",null,10.33,{"$f":"AN144+(VLOOKUP($AK144,$AK$46:$BQ$54,AO$32))","v":9.3758759999999999},9.8095680000000005,9.5594219999999996,9.4147479999999995,9.7910190000000004,9.9503000000000004,10.225787,10.340544,10.437708000000001,10.496359,10.672205,10.812360999999999,10.920294,10.980943,11.212175,11.231657999999999,11.328193000000001,11.414971,11.495236999999999,11.630843,11.714499,11.842518999999999,12.046756,12.264855000000001,12.58703,12.791415000000001,13.139732,13.266883999999999,13.515114000000001]
[null,22,"Maryland",null,13.31,{"$f":"E145+(VLOOKUP($B145,$B$66:$AH$90,F$64))","v":13.16188},12.652765,12.727029999999999,12.487271,12.462433000000001,12.267645999999999,12.244933,12.033880999999999,12.150573,12.0382,11.953041000000001,11.977422000000001,11.949889000000001,11.94369,11.949111,11.865508999999999,11.812169000000001,11.914884000000001,12.012115,12.143527000000001,12.19961,12.257462,12.337491,12.492103999999999,12.758661,13.018663,13.155512999999999,13.341576,13.441902000000001,null,null,17,"Minnesota",null,8.6300000000000008,{"$f":"AN145+(VLOOKUP($AK145,$AK$46:$BQ$54,AO$32))","v":8.1332380000000004},8.6666530000000002,8.5615749999999995,8.8052500000000009,9.3530040000000003,9.7608610000000002,10.270080999999999,10.603318,10.774233000000001,11.058218,11.27844,11.481389999999999,11.616165000000001,11.639718,11.683730000000001,11.745324999999999,11.845153,11.972310999999999,12.073052000000001,12.204715999999999,12.418882,12.636193,12.912849,13.27716,13.698306000000001,14.141681999999999,14.594949,14.84934,15.142327]
[null,18,"Massachusetts",null,14.67,{"$f":"E146+(VLOOKUP($B146,$B$66:$AH$90,F$64))","v":17.004080000000002},16.281599,16.118832000000001,15.880829000000002,15.793125000000003,15.663178000000002,15.382658000000003,15.254524,15.070751000000001,15.383173000000003,15.221413000000002,15.635565000000003,15.600195000000003,15.728838000000003,15.813410000000001,16.818197000000001,16.874508000000002,17.035101000000001,17.091583,17.172299000000002,17.250542000000003,17.404829000000003,16.670353000000002,16.963480000000001,17.560812000000002,17.608534000000002,17.528914,18.056841000000002,17.709169000000003,null,null,4,"Mississippi",null,9.48,{"$f":"AN146+(VLOOKUP($AK146,$AK$46:$BQ$54,AO$32))","v":8.5529830000000011},8.9737560000000016,8.7035370000000007,8.5045970000000004,8.9675980000000006,9.3197030000000005,9.7279160000000005,9.9416380000000011,10.059894000000002,10.217258000000001,10.384998000000001,10.545858000000001,10.641888000000002,10.691139000000002,10.780739000000001,10.832390000000002,10.933586000000002,11.028109000000001,11.100830000000002,11.217077000000002,11.364054000000001,11.542163000000002,11.832124000000002,12.166611000000001,12.552294000000002,12.937273000000001,13.326959,13.522448000000001,13.776712000000002]
[null,2,"Michigan",null,13.27,{"$f":"E147+(VLOOKUP($B147,$B$66:$AH$90,F$64))","v":11.453836000000001},11.178213,11.445966,11.838164000000001,12.171517,12.528363000000001,12.522472,12.514309000000001,12.505296,12.493733000000001,12.502969999999999,12.534707000000001,12.605370000000001,12.651477,12.620317,12.632173,12.636566999999999,12.6053,12.526932,12.508125,12.509475999999999,12.534840000000001,12.607378000000001,12.655298999999999,12.695971999999999,12.707095000000001,12.788899000000001,12.898774,13.011979,null,null,25,"Missouri",null,8.0400000000000009,{"$f":"AN147+(VLOOKUP($AK147,$AK$46:$BQ$54,AO$32))","v":7.5432380000000006},8.0766530000000003,7.9715749999999996,8.2152500000000011,8.7630040000000005,9.1708610000000004,9.6800809999999995,10.013318,10.184233000000001,10.468218,10.68844,10.891389999999999,11.026165000000001,11.049718,11.093730000000001,11.155324999999999,11.255153,11.382311,11.483052000000001,11.614716,11.828882,12.046193000000001,12.322849,12.68716,13.108306000000001,13.551682,14.004949,14.25934,14.552327]
[null,17,"Minnesota",null,10.96,{"$f":"E148+(VLOOKUP($B148,$B$66:$AH$90,F$64))","v":10.234291000000001},10.248439000000001,10.579361,10.578421000000001,10.856722000000001,11.043530000000001,10.9838,10.932233,10.894836000000002,10.860947000000001,10.853598,10.868536000000001,10.906833000000001,10.916824,10.915733000000001,10.914292000000001,10.920391,10.921666,10.922707000000001,10.931479000000001,10.990982000000001,11.008564,10.995320000000001,11.022522,11.054476000000001,11.098437000000001,11.112622,11.086373,11.059828000000001,null,null,14,"Montana",null,9.120000000000001,{"$f":"AN148+(VLOOKUP($AK148,$AK$46:$BQ$54,AO$32))","v":8.6232380000000006},9.1566530000000004,9.0515749999999997,9.2952500000000011,9.8430040000000005,10.250861,10.760081,11.093318,11.264233000000001,11.548218,11.76844,11.97139,12.106165000000001,12.129718,12.173730000000001,12.235325,12.335153,12.462311,12.563052000000001,12.694716,12.908882,13.126193000000001,13.402849,13.767160000000001,14.188306000000001,14.631682,15.084949,15.33934,15.632327]
[null,4,"Mississippi",null,10.17,{"$f":"E149+(VLOOKUP($B149,$B$66:$AH$90,F$64))","v":10.518320000000001},10.304276,10.701193,10.892951,11.153134,11.318858000000001,11.183161999999999,11.157928999999999,11.204566,11.234583000000001,11.346508,11.402702,11.511022000000001,11.743869999999999,11.985458,11.679163000000001,11.739352,11.802142,11.785208000000001,11.805113,11.83121,11.84281,11.974962,12.255053,12.221396,12.300415000000001,12.453033,12.559958,12.641901000000001,null,null,17,"Nebraska",null,7.99,{"$f":"AN149+(VLOOKUP($AK149,$AK$46:$BQ$54,AO$32))","v":7.4932379999999998},8.0266529999999996,7.9215749999999989,8.1652500000000003,8.7130039999999997,9.1208609999999997,9.6300809999999988,9.9633179999999992,10.134233,10.418218,10.638439999999999,10.841389999999999,10.976165,10.999718,11.04373,11.105324999999999,11.205152999999999,11.332310999999999,11.433052,11.564715999999999,11.778881999999999,11.996193,12.272848999999999,12.63716,13.058306,13.501681999999999,13.954948999999999,14.209339999999999,14.502326999999999]
[null,25,"Missouri",null,9.75,{"$f":"E150+(VLOOKUP($B150,$B$66:$AH$90,F$64))","v":9.2900549999999988},9.2758924999999994,9.4236819999999994,9.5823319999999992,9.8407260000000001,9.9802229999999987,9.9296884999999993,9.857367,9.8008364999999991,9.7560649999999995,9.727610499999999,9.7499409999999997,9.7867369999999987,9.8131449999999987,9.8085364999999989,9.7877659999999995,9.7649839999999983,9.7876529999999988,9.8114500000000007,9.8074890000000003,9.7916190000000007,9.7833170000000003,9.7932924999999997,9.902588999999999,10.066533,10.159668999999999,10.196346,10.185305499999998,10.1643425,null,null,14,"Nevada",null,9.0500000000000007,{"$f":"AN150+(VLOOKUP($AK150,$AK$46:$BQ$54,AO$32))","v":8.5532380000000003},9.0866530000000001,8.9815749999999994,9.2252500000000008,9.7730040000000002,10.180861,10.690080999999999,11.023318,11.194233000000001,11.478218,11.69844,11.901389999999999,12.036165,12.059718,12.103730000000001,12.165324999999999,12.265153,12.392310999999999,12.493052,12.624715999999999,12.838882,13.056193,13.332849,13.69716,14.118306,14.561681999999999,15.014949,15.26934,15.562327]
[null,14,"Montana",null,9.75,{"$f":"E151+(VLOOKUP($B151,$B$66:$AH$90,F$64))","v":9.6105219999999996},9.6158280000000005,9.581453999999999,9.5576249999999998,9.7138899999999992,9.7863039999999994,9.8494410000000006,9.6005570000000002,9.3098679999999998,8.9890509999999999,8.9544879999999996,9.1072340000000001,9.1491640000000007,9.1718619999999991,9.1466600000000007,9.2752959999999991,9.4038769999999996,9.4667659999999998,9.5480920000000005,9.6085890000000003,9.6670689999999997,9.7182150000000007,9.7683219999999995,9.8772739999999999,9.9829100000000004,10.119417,10.282982000000001,10.389127999999999,10.545636,null,null,18,"New Hampshire",null,14.040000000000001,{"$f":"AN151+(VLOOKUP($AK151,$AK$46:$BQ$54,AO$32))","v":13.543238000000001},14.076653,13.971575,14.215250000000001,14.763004,15.170861,15.680080999999999,16.013317999999998,16.184232999999999,16.468218,16.68844,16.891390000000001,17.026165000000002,17.049718000000002,17.093730000000001,17.155324999999998,17.255153,17.382311000000001,17.483052000000001,17.614716000000001,17.828882,18.046193000000002,18.322849000000001,18.687160000000002,19.108306000000002,19.551682,20.004949,20.259340000000002,20.552327000000002]
[null,17,"Nebraska",null,9.32,{"$f":"E152+(VLOOKUP($B152,$B$66:$AH$90,F$64))","v":8.5942910000000001},8.6084390000000006,8.9393609999999999,8.9384209999999999,9.2167220000000007,9.4035299999999999,9.3437999999999999,9.2922329999999995,9.254836000000001,9.2209470000000007,9.2135979999999993,9.2285360000000001,9.2668330000000001,9.2768239999999995,9.2757330000000007,9.2742920000000009,9.2803909999999998,9.2816659999999995,9.2827070000000003,9.2914790000000007,9.3509820000000001,9.3685639999999992,9.3553200000000007,9.3825219999999998,9.4144760000000005,9.458437,9.4726219999999994,9.4463729999999995,9.4198280000000008,null,null,22,"New Jersey",null,13.47,{"$f":"AN152+(VLOOKUP($AK152,$AK$46:$BQ$54,AO$32))","v":12.973238},13.506653,13.401574999999999,13.645250000000001,14.193004,14.600861,15.110080999999999,15.443318,15.614233,15.898218,16.11844,16.321390000000001,16.456165000000002,16.479718000000002,16.52373,16.585324999999997,16.685153,16.812311000000001,16.913052,17.044716000000001,17.258882,17.476193000000002,17.752849000000001,18.117160000000002,18.538306000000002,18.981681999999999,19.434949,19.689340000000001,19.982327000000002]
[null,14,"Nevada",null,11.61,{"$f":"E153+(VLOOKUP($B153,$B$66:$AH$90,F$64))","v":11.470521999999999},11.475828,11.441453999999998,11.417624999999999,11.573889999999999,11.646303999999999,11.709441,11.460557,11.169867999999999,10.849050999999999,10.814487999999999,10.967233999999999,11.009164,11.031861999999999,11.00666,11.135295999999999,11.263876999999999,11.326765999999999,11.408092,11.468589,11.527068999999999,11.578215,11.628321999999999,11.737273999999999,11.84291,11.979417,12.142982,12.249127999999999,12.405635999999999,null,null,11,"New Mexico",null,9.07,{"$f":"AN153+(VLOOKUP($AK153,$AK$46:$BQ$54,AO$32))","v":8.5732379999999999},9.1066529999999997,9.001574999999999,9.2452500000000004,9.7930039999999998,10.200861,10.710080999999999,11.043317999999999,11.214233,11.498218,11.718439999999999,11.921389999999999,12.056165,12.079718,12.12373,12.185324999999999,12.285152999999999,12.412310999999999,12.513052,12.644715999999999,12.858881999999999,13.076193,13.352848999999999,13.71716,14.138306,14.581681999999999,15.034948999999999,15.289339999999999,15.582326999999999]
[null,18,"New Hampshire",null,16.52,{"$f":"E154+(VLOOKUP($B154,$B$66:$AH$90,F$64))","v":18.85408},18.131598999999998,17.968831999999999,17.730829,17.643125000000001,17.513178,17.232658000000001,17.104523999999998,16.920750999999999,17.233173000000001,17.071413,17.485565000000001,17.450195000000001,17.578838000000001,17.663409999999999,18.668196999999999,18.724508,18.885100999999999,18.941582999999998,19.022299,19.100542000000001,19.254829000000001,18.520353,18.813479999999998,19.410812,19.458534,19.378913999999998,19.906841,19.559169000000001,null,null,23,"New York",null,15.81,{"$f":"AN154+(VLOOKUP($AK154,$AK$46:$BQ$54,AO$32))","v":15.313238},15.846653,15.741574999999999,15.985250000000001,16.533003999999998,16.940860999999998,17.450080999999997,17.783317999999998,17.954232999999999,18.238217999999996,18.458439999999996,18.661389999999997,18.796164999999998,18.819717999999998,18.863729999999997,18.925324999999994,19.025152999999996,19.152310999999997,19.253051999999997,19.384715999999997,19.598881999999996,19.816192999999998,20.092848999999998,20.457159999999998,20.878305999999998,21.321681999999996,21.774948999999996,22.029339999999998,22.322326999999998]
[null,22,"New Jersey",null,16.23,{"$f":"E155+(VLOOKUP($B155,$B$66:$AH$90,F$64))","v":16.081879999999998},15.572764999999999,15.647029999999997,15.407270999999998,15.382432999999999,15.187645999999997,15.164932999999998,14.953880999999997,15.070572999999998,14.958199999999998,14.873040999999999,14.897421999999999,14.869888999999999,14.863689999999998,14.869110999999998,14.785508999999998,14.732168999999999,14.834883999999999,14.932114999999998,15.063526999999999,15.119609999999998,15.177461999999998,15.257490999999998,15.412103999999998,15.678660999999998,15.938662999999998,16.075512999999997,16.261575999999998,16.361902000000001,null,null,8,"North Carolina",null,8.1300000000000008,{"$f":"AN155+(VLOOKUP($AK155,$AK$46:$BQ$54,AO$32))","v":7.4301160000000008},8.0019820000000017,7.8895300000000015,7.7443900000000019,8.2659890000000011,8.5749940000000002,8.9750790000000009,9.2288340000000009,9.3595500000000005,9.6067420000000006,9.8849290000000014,10.129099,10.254543000000002,10.292368000000002,10.348977000000001,10.406378,10.509777000000001,10.619633,10.706052000000001,10.829356000000001,11.003436000000001,11.174448000000002,11.442869000000002,11.785315000000001,12.135465000000002,12.492045000000001,12.891331000000001,13.107833000000001,13.373782]
[null,11,"New Mexico",null,11,{"$f":"E156+(VLOOKUP($B156,$B$66:$AH$90,F$64))","v":10.561843999999999},10.725109,10.931502999999999,10.874053999999999,11.004252999999999,11.211324999999999,11.275948,11.351258999999999,11.31551,11.316695999999999,11.516238,11.718726999999999,11.926290999999999,11.973858999999999,11.993058999999999,12.185535999999999,12.318627999999999,12.438906999999999,12.557132999999999,12.673579999999999,12.815204,12.873159999999999,12.932107,13.128024999999999,13.393405999999999,13.562270999999999,13.675585999999999,13.853800999999999,14.048413999999999,null,null,17,"North Dakota",null,7.61,{"$f":"AN156+(VLOOKUP($AK156,$AK$46:$BQ$54,AO$32))","v":7.1132379999999999},7.6466529999999997,7.541574999999999,7.7852500000000004,8.333003999999999,8.7408609999999989,9.250080999999998,9.5833179999999984,9.7542329999999993,10.038217999999999,10.258439999999998,10.461389999999998,10.596164999999999,10.619717999999999,10.663729999999999,10.725324999999998,10.825152999999998,10.952310999999998,11.053051999999999,11.184715999999998,11.398881999999999,11.616192999999999,11.892848999999998,12.257159999999999,12.678305999999999,13.121681999999998,13.574948999999998,13.829339999999998,14.122326999999999]
[null,23,"New York",null,18.260000000000002,{"$f":"E157+(VLOOKUP($B157,$B$66:$AH$90,F$64))","v":18.249311260000002},17.345190100000003,17.785893130000005,17.912576210000005,18.192616410000007,18.176601720000004,18.254488650000003,18.207010280000002,18.030917800000001,17.615213360000002,17.641539640000001,17.812397620000002,18.558877900000002,19.057479940000004,19.459910030000003,19.946342550000004,20.55910094,20.374655920000006,20.458753560000002,20.603567569999999,20.689056720000004,21.18425543,21.193061800000002,21.311839730000006,21.513639250000004,21.375351530000003,21.439867450000005,22.144420840000006,22.295690180000001,null,null,3,"Ohio",null,9.6300000000000008,{"$f":"AN157+(VLOOKUP($AK157,$AK$46:$BQ$54,AO$32))","v":8.7539979999999993},9.0835989999999995,8.8184779999999989,8.6158619999999999,9.0777159999999988,9.3771459999999998,9.7354160000000007,9.9130140000000004,10.021319,10.15808,10.350315,10.540995000000001,10.654189000000001,10.710993999999999,10.82438,10.884406,10.997204,11.098940000000001,11.180573000000001,11.303603000000001,11.423849000000001,11.5931,11.88114,12.197732,12.600657999999999,12.985294,13.363585,13.537991,13.797114000000001]
[null,8,"North Carolina",null,10.26,{"$f":"E158+(VLOOKUP($B158,$B$66:$AH$90,F$64))","v":10.418106},10.446503999999999,10.667233,10.806067000000001,11.009180000000001,11.042475,11.107448999999999,11.093206,11.078168,10.98014,10.867417,10.797673,10.737709000000001,10.663478,10.615971999999999,10.500755,10.440118,10.388142,10.322519,10.288556999999999,10.254757,10.254706000000001,10.288710999999999,10.362275,10.414052,10.44556,10.496567000000001,10.542593,10.558171999999999,null,null,10,"Oklahoma",null,7.6000000000000005,{"$f":"AN158+(VLOOKUP($AK158,$AK$46:$BQ$54,AO$32))","v":7.1032380000000002},7.6366529999999999,7.5315749999999992,7.7752500000000007,8.323004000000001,8.7308610000000009,9.240081,9.5733180000000004,9.7442330000000013,10.028218000000001,10.24844,10.45139,10.586165000000001,10.609718000000001,10.653730000000001,10.715325,10.815153,10.942311,11.043052000000001,11.174716,11.388882000000001,11.606193000000001,11.882849,12.247160000000001,12.668306000000001,13.111682,13.564949,13.81934,14.112327000000001]
[null,17,"North Dakota",null,8.58,{"$f":"E159+(VLOOKUP($B159,$B$66:$AH$90,F$64))","v":7.8542909999999999},7.8684390000000004,8.1993609999999997,8.1984209999999997,8.4767220000000005,8.6635299999999997,8.6037999999999997,8.5522329999999993,8.5148360000000007,8.4809470000000005,8.4735979999999991,8.4885359999999999,8.5268329999999999,8.5368239999999993,8.5357330000000005,8.5342920000000007,8.5403909999999996,8.5416659999999993,8.5427070000000001,8.5514790000000005,8.6109819999999999,8.628563999999999,8.6153200000000005,8.6425219999999996,8.6744760000000003,8.7184369999999998,8.7326219999999992,8.7063729999999993,8.6798280000000005,null,null,14,"Oregon",null,8.15,{"$f":"AN159+(VLOOKUP($AK159,$AK$46:$BQ$54,AO$32))","v":7.653238},8.1866529999999997,8.0815749999999991,8.3252500000000005,8.8730039999999999,9.2808609999999998,9.7900809999999989,10.123317999999999,10.294233,10.578218,10.798439999999999,11.001389999999999,11.136165,11.159718,11.20373,11.265324999999999,11.365152999999999,11.492310999999999,11.593052,11.724715999999999,11.938882,12.156193,12.432848999999999,12.79716,13.218306,13.661681999999999,14.114948999999999,14.369339999999999,14.662326999999999]
[null,3,"Ohio",null,11.42,{"$f":"E160+(VLOOKUP($B160,$B$66:$AH$90,F$64))","v":11.825041000000001},11.538008,11.55308,11.602725,11.888209,12.184369,12.274753,12.229520000000001,12.150843,12.253281000000001,12.312807000000001,12.404665,12.492733000000001,12.5608,12.642940000000001,12.672938,12.681659,12.703564,12.713415000000001,12.724589,12.745227,12.780455,12.856616000000001,12.935229,13.072388,13.201426,13.287127,13.389354000000001,13.458324000000001,null,null,22,"Pennsylvania",null,10.029999999999999,{"$f":"AN160+(VLOOKUP($AK160,$AK$46:$BQ$54,AO$32))","v":9.533237999999999},10.066652999999999,9.9615749999999981,10.205249999999999,10.753003999999999,11.160860999999999,11.670080999999998,12.003317999999998,12.174232999999999,12.458217999999999,12.678439999999998,12.881389999999998,13.016164999999999,13.039717999999999,13.083729999999999,13.145324999999998,13.245152999999998,13.372310999999998,13.473051999999999,13.604715999999998,13.818881999999999,14.036192999999999,14.312848999999998,14.677159999999999,15.098305999999999,15.541681999999998,15.994948999999998,16.249339999999997,16.542326999999997]
[null,10,"Oklahoma",null,9.4700000000000006,{"$f":"E161+(VLOOKUP($B161,$B$66:$AH$90,F$64))","v":8.7060770000000005},8.1906160000000003,8.2639089999999999,8.4350839999999998,8.8175349999999995,9.0887600000000006,9.0427370000000007,9.0686440000000008,9.1123729999999998,9.1633990000000001,9.2309450000000002,9.3372890000000002,9.4309890000000003,9.5011869999999998,9.5817790000000009,9.6762180000000004,9.8359290000000001,9.8902169999999998,9.8565199999999997,9.9426470000000009,10.021174,10.117608000000001,10.100213,10.24234,10.477217,10.688426,10.849422000000001,11.014365,11.06804,null,null,18,"Rhode Island",null,12.370000000000001,{"$f":"AN161+(VLOOKUP($AK161,$AK$46:$BQ$54,AO$32))","v":11.873238000000001},12.406653,12.301575,12.545250000000001,13.093004000000001,13.500861,14.010081,14.343318,14.514233000000001,14.798218,15.01844,15.22139,15.356165000000001,15.379718,15.423730000000001,15.485325,15.585153,15.712311,15.813052000000001,15.944716,16.158881999999998,16.376193000000001,16.652849,17.017160000000001,17.438306000000001,17.881681999999998,18.334948999999998,18.58934,18.882327]
[null,14,"Oregon",null,9.5400000000000009,{"$f":"E162+(VLOOKUP($B162,$B$66:$AH$90,F$64))","v":9.4005220000000005},9.4058280000000014,9.371454,9.3476250000000007,9.5038900000000002,9.5763040000000004,9.6394410000000015,9.3905570000000012,9.0998680000000007,8.7790510000000008,8.7444880000000005,8.897234000000001,8.9391640000000017,8.961862,8.9366600000000016,9.065296,9.1938770000000005,9.2567660000000007,9.3380920000000014,9.3985890000000012,9.4570690000000006,9.5082150000000016,9.5583220000000004,9.6672740000000008,9.7729100000000013,9.9094170000000013,10.072982000000001,10.179128,10.335636000000001,null,null,8,"South Carolina",null,9.3000000000000007,{"$f":"AN162+(VLOOKUP($AK162,$AK$46:$BQ$54,AO$32))","v":8.6001159999999999},9.1719819999999999,9.0595299999999988,8.9143899999999991,9.4359889999999993,9.7449939999999984,10.145078999999999,10.398833999999999,10.529549999999999,10.776741999999999,11.054929,11.299098999999998,11.424543,11.462368,11.518977,11.576377999999998,11.679777,11.789632999999998,11.876052,11.999355999999999,12.173435999999999,12.344448,12.612869,12.955314999999999,13.305465,13.662044999999999,14.061330999999999,14.277832999999999,14.543781999999998]
[null,22,"Pennsylvania",null,13.26,{"$f":"E163+(VLOOKUP($B163,$B$66:$AH$90,F$64))","v":13.111879999999999},12.602765,12.677029999999998,12.437270999999999,12.412433,12.217645999999998,12.194932999999999,11.983880999999998,12.100572999999999,11.988199999999999,11.903041,11.927422,11.899889,11.893689999999999,11.899111,11.815508999999999,11.762169,11.864884,11.962114999999999,12.093527,12.149609999999999,12.207462,12.287490999999999,12.442103999999999,12.708660999999999,12.968662999999999,13.105512999999998,13.291575999999999,13.391902,null,null,17,"South Dakota",null,7.76,{"$f":"AN163+(VLOOKUP($AK163,$AK$46:$BQ$54,AO$32))","v":7.2632379999999994},7.7966529999999992,7.6915749999999985,7.9352499999999999,8.4830039999999993,8.8908609999999992,9.4000809999999984,9.7333179999999988,9.9042329999999996,10.188217999999999,10.408439999999999,10.611389999999998,10.746165,10.769717999999999,10.81373,10.875324999999998,10.975152999999999,11.102310999999998,11.203052,11.334715999999998,11.548881999999999,11.766192999999999,12.042848999999999,12.407159999999999,12.828306,13.271681999999998,13.724948999999999,13.979339999999999,14.272326999999999]
[null,18,"Rhode Island",null,14.33,{"$f":"E164+(VLOOKUP($B164,$B$66:$AH$90,F$64))","v":16.664079999999998},15.941598999999997,15.778831999999998,15.540828999999999,15.453125,15.323177999999999,15.042657999999999,14.914523999999997,14.730750999999998,15.043172999999999,14.881412999999998,15.295565,15.260195,15.388838,15.473409999999998,16.478196999999998,16.534507999999999,16.695100999999998,16.751582999999997,16.832298999999999,16.910542,17.064829,16.330352999999999,16.623479999999997,17.220811999999999,17.268533999999999,17.188913999999997,17.716840999999999,17.369168999999999,null,null,7,"Tennessee",null,10.27,{"$f":"AN164+(VLOOKUP($AK164,$AK$46:$BQ$54,AO$32))","v":9.4116409999999995},9.7891949999999994,9.6103120000000004,9.4438929999999992,9.9276429999999998,10.142503999999999,10.427543999999999,10.550887999999999,10.656352999999999,10.784947999999998,11.038361999999999,11.286740999999999,11.427741999999999,11.506949999999998,11.666576999999998,11.747260999999998,11.884747999999998,12.001228999999999,12.093865999999998,12.226690999999999,12.315290999999998,12.485011999999999,12.785709999999998,13.086453999999998,13.522694999999999,13.915470999999998,14.283396999999999,14.434850999999998,14.705841999999999]
[null,8,"South Carolina",null,11.05,{"$f":"E165+(VLOOKUP($B165,$B$66:$AH$90,F$64))","v":11.208106000000001},11.236504,11.457233,11.596067000000001,11.799180000000002,11.832475000000001,11.897449,11.883206000000001,11.868168000000001,11.770140000000001,11.657417000000001,11.587673000000001,11.527709000000002,11.453478,11.405972,11.290755000000001,11.230118000000001,11.178142000000001,11.112519000000001,11.078557,11.044757000000001,11.044706000000001,11.078711,11.152275000000001,11.204052000000001,11.235560000000001,11.286567000000002,11.332593000000001,11.348172,null,null,1,"Texas",null,8.83,{"$f":"AN165+(VLOOKUP($AK165,$AK$46:$BQ$54,AO$32))","v":7.9251920000000009},8.3565830000000005,8.0757919999999999,7.9175489999999993,8.2993220000000001,8.5276080000000007,8.8542140000000007,8.9964890000000004,9.0984010000000008,9.1686259999999997,9.3128349999999998,9.4277250000000006,9.525112,9.582631000000001,9.7951910000000009,9.8129190000000008,9.9061459999999997,9.9915289999999999,10.071027000000001,10.203813999999999,10.313404,10.452185,10.673044000000001,10.91478,11.25131,11.483199000000001,11.848188,11.99029,12.244844000000001]
[null,17,"South Dakota",null,9.35,{"$f":"E166+(VLOOKUP($B166,$B$66:$AH$90,F$64))","v":8.6242909999999995},8.638439,8.9693609999999993,8.9684209999999993,9.2467220000000001,9.4335299999999993,9.3737999999999992,9.3222329999999989,9.2848360000000003,9.250947,9.2435979999999986,9.2585359999999994,9.2968329999999995,9.3068239999999989,9.305733,9.3042920000000002,9.3103909999999992,9.3116659999999989,9.3127069999999996,9.3214790000000001,9.3809819999999995,9.3985639999999986,9.3853200000000001,9.4125219999999992,9.4444759999999999,9.4884369999999993,9.5026219999999988,9.4763729999999988,9.4498280000000001,null,null,14,"Utah",null,7.3500000000000005,{"$f":"AN166+(VLOOKUP($AK166,$AK$46:$BQ$54,AO$32))","v":6.8532380000000002},7.3866529999999999,7.2815749999999992,7.5252500000000007,8.073004000000001,8.4808610000000009,8.990081,9.3233180000000004,9.4942330000000013,9.7782180000000007,9.9984400000000004,10.20139,10.336165000000001,10.359718000000001,10.403730000000001,10.465325,10.565153,10.692311,10.793052000000001,10.924716,11.138882000000001,11.356193000000001,11.632849,11.997160000000001,12.418306000000001,12.861682,13.314949,13.56934,13.862327000000001]
[null,7,"Tennessee",null,9.98,{"$f":"E167+(VLOOKUP($B167,$B$66:$AH$90,F$64))","v":8.4622480000000007},8.305436000000002,8.3242340000000006,8.2719080000000016,8.4749760000000016,8.4250800000000012,8.332943000000002,8.2476120000000019,8.2005030000000012,8.143893000000002,8.0665160000000018,7.9918080000000025,7.9274030000000018,7.9384270000000026,7.9212660000000019,7.9048010000000017,7.8935390000000023,7.8499900000000018,7.8127280000000026,7.7995700000000019,7.7585060000000023,7.7473760000000018,7.7871690000000022,7.8115820000000022,7.7800980000000024,7.7928050000000022,7.8195770000000024,7.8582730000000023,7.8997890000000019,null,null,18,"Vermont",null,14,{"$f":"AN167+(VLOOKUP($AK167,$AK$46:$BQ$54,AO$32))","v":13.503238},14.036652999999999,13.931574999999999,14.17525,14.723004,15.130860999999999,15.640080999999999,15.973317999999999,16.144233,16.428218000000001,16.648440000000001,16.851390000000002,16.986165000000003,17.009718000000003,17.053730000000002,17.115324999999999,17.215153000000001,17.342311000000002,17.443052000000002,17.574716000000002,17.788882000000001,18.006193000000003,18.282849000000002,18.647160000000003,19.068306000000003,19.511682,19.964949000000001,20.219340000000003,20.512327000000003]
[null,1,"Texas",null,11.08,{"$f":"E168+(VLOOKUP($B168,$B$66:$AH$90,F$64))","v":10.708841},10.041598,10.379626999999999,10.282292999999999,10.42905,10.509226,10.66442,10.747973,10.959391,11.417702999999999,11.933142,11.783685999999999,11.996812,12.021319999999999,12.32708,12.734804,13.090252,13.386872,13.461005,13.541782,13.659254000000001,13.697547,13.965768000000001,14.057333999999999,14.380034,14.676323999999999,14.892574,15.145357000000001,15.169207999999999,null,null,8,"Virginia",null,7.95,{"$f":"AN168+(VLOOKUP($AK168,$AK$46:$BQ$54,AO$32))","v":7.2501160000000002},7.8219820000000002,7.70953,7.5643900000000004,8.0859890000000014,8.3949940000000005,8.7950790000000012,9.0488340000000012,9.1795500000000008,9.4267420000000008,9.7049290000000017,9.9490990000000004,10.074543000000002,10.112368000000002,10.168977000000002,10.226378,10.329777000000002,10.439633000000001,10.526052000000002,10.649356000000001,10.823436000000001,10.994448000000002,11.262869000000002,11.605315000000001,11.955465000000002,12.312045000000001,12.711331000000001,12.927833000000001,13.193782000000001]
[null,14,"Utah",null,8.9600000000000009,{"$f":"E169+(VLOOKUP($B169,$B$66:$AH$90,F$64))","v":8.8205220000000004},8.8258280000000013,8.7914539999999999,8.7676250000000007,8.9238900000000001,8.9963040000000003,9.0594410000000014,8.8105570000000011,8.5198680000000007,8.1990510000000008,8.1644880000000004,8.3172340000000009,8.3591640000000016,8.3818619999999999,8.3566600000000015,8.4852959999999999,8.6138770000000005,8.6767660000000006,8.7580920000000013,8.8185890000000011,8.8770690000000005,8.9282150000000016,8.9783220000000004,9.0872740000000007,9.1929100000000012,9.3294170000000012,9.4929820000000014,9.5991280000000003,9.7556360000000009,null,null,14,"Washington",null,7.49,{"$f":"AN169+(VLOOKUP($AK169,$AK$46:$BQ$54,AO$32))","v":6.9932379999999998},7.5266529999999996,7.4215749999999989,7.6652500000000003,8.2130039999999997,8.6208609999999997,9.1300809999999988,9.4633179999999992,9.634233,9.9182179999999995,10.138439999999999,10.341389999999999,10.476165,10.499718,10.54373,10.605324999999999,10.705152999999999,10.832310999999999,10.933052,11.064715999999999,11.278881999999999,11.496193,11.772848999999999,12.13716,12.558306,13.001681999999999,13.454948999999999,13.709339999999999,14.002326999999999]
[null,18,"Vermont",null,16.260000000000002,{"$f":"E170+(VLOOKUP($B170,$B$66:$AH$90,F$64))","v":18.594080000000002},17.871599,17.708832000000001,17.470829000000002,17.383125000000003,17.253178000000002,16.972658000000003,16.844524,16.660751000000001,16.973173000000003,16.811413000000002,17.225565000000003,17.190195000000003,17.318838000000003,17.403410000000001,18.408197000000001,18.464508000000002,18.625101000000001,18.681583,18.762299000000002,18.840542000000003,18.994829000000003,18.260353000000002,18.55348,19.150812000000002,19.198534000000002,19.118914,19.646841000000002,19.299169000000003,null,null,3,"West Virginia",null,8.14,{"$f":"AN170+(VLOOKUP($AK170,$AK$46:$BQ$54,AO$32))","v":7.263998},7.5935990000000002,7.3284779999999996,7.1258619999999997,7.5877159999999995,7.8871459999999995,8.2454160000000005,8.4230140000000002,8.5313189999999999,8.6680799999999998,8.8603149999999999,9.0509950000000003,9.1641890000000004,9.2209939999999992,9.3343799999999995,9.394406,9.5072039999999998,9.6089400000000005,9.6905730000000005,9.8136030000000005,9.9338490000000004,10.1031,10.39114,10.707732,11.110657999999999,11.495293999999999,11.873585,12.047991,12.307114]
[null,8,"Virginia",null,10.64,{"$f":"E171+(VLOOKUP($B171,$B$66:$AH$90,F$64))","v":10.798106000000001},10.826504,11.047233,11.186067000000001,11.389180000000001,11.422475,11.487449,11.473206000000001,11.458168000000001,11.360140000000001,11.247417,11.177673,11.117709000000001,11.043478,10.995972,10.880755000000001,10.820118000000001,10.768142000000001,10.702519000000001,10.668557,10.634757,10.634706000000001,10.668711,10.742275000000001,10.794052000000001,10.825560000000001,10.876567000000001,10.922593000000001,10.938172,null,null,16,"Wisconsin",null,10.42,{"$f":"AN171+(VLOOKUP($AK171,$AK$46:$BQ$54,AO$32))","v":9.9232379999999996},10.456652999999999,10.351574999999999,10.59525,11.143003999999999,11.550860999999999,12.060080999999998,12.393317999999999,12.564233,12.848217999999999,13.068439999999999,13.271389999999998,13.406165,13.429717999999999,13.47373,13.535324999999998,13.635152999999999,13.762310999999999,13.863052,13.994715999999999,14.208881999999999,14.426193,14.702848999999999,15.067159999999999,15.488306,15.931681999999999,16.384948999999999,16.639339999999997,16.932326999999997]
[null,14,"Washington",null,8.2799999999999994,{"$f":"E172+(VLOOKUP($B172,$B$66:$AH$90,F$64))","v":8.1405219999999989},8.1458279999999998,8.1114539999999984,8.0876249999999992,8.2438899999999986,8.3163039999999988,8.3794409999999999,8.1305569999999996,7.8398679999999992,7.5190509999999993,7.4844879999999989,7.6372339999999994,7.6791640000000001,7.7018619999999984,7.67666,7.8052959999999985,7.933876999999999,7.9967659999999992,8.0780919999999998,8.1385889999999996,8.1970689999999991,8.2482150000000001,8.2983219999999989,8.4072739999999992,8.5129099999999998,8.6494169999999997,8.8129819999999999,8.9191279999999988,9.0756359999999994,null,null,14,"Wyoming",null,7.72,{"$f":"AN172+(VLOOKUP($AK172,$AK$46:$BQ$54,AO$32))","v":7.2232379999999994},7.7566529999999991,7.6515749999999985,7.8952499999999999,8.4430039999999984,8.8508609999999983,9.3600809999999974,9.6933179999999979,9.8642329999999987,10.148217999999998,10.368439999999998,10.571389999999997,10.706164999999999,10.729717999999998,10.773729999999999,10.835324999999997,10.935152999999998,11.062310999999998,11.163051999999999,11.294715999999998,11.508881999999998,11.726192999999999,12.002848999999998,12.367159999999998,12.788305999999999,13.231681999999998,13.684948999999998,13.939339999999998,14.232326999999998]
[null,3,"West Virginia",null,9.39,{"$f":"E173+(VLOOKUP($B173,$B$66:$AH$90,F$64))","v":9.7950410000000012},9.5080080000000002,9.5230800000000002,9.5727250000000002,9.8582090000000004,10.154369000000001,10.244753000000001,10.199520000000001,10.120843000000001,10.223281000000002,10.282807000000002,10.374665,10.462733000000002,10.530800000000001,10.612940000000002,10.642938000000001,10.651659,10.673564000000001,10.683415000000002,10.694589000000001,10.715227000000001,10.750455000000001,10.826616000000001,10.905229,11.042388000000001,11.171426,11.257127000000001,11.359354000000002,11.428324000000002]
[null,16,"Wisconsin",null,13.02,{"$f":"E174+(VLOOKUP($B174,$B$66:$AH$90,F$64))","v":11.754800999999999},11.887243,11.769278999999999,12.11572,12.350031999999999,12.685649999999999,12.683060999999999,12.671101999999999,12.714263999999998,12.753034,12.772345,12.780556999999998,12.795722,12.793947999999999,12.788044999999999,12.783007999999999,12.776643999999999,12.772053999999999,12.777092,12.779133999999999,12.797659999999999,12.818102,12.839869999999999,12.882852,12.948469999999999,12.993513999999999,13.034940999999998,13.092616999999999,13.082967999999999]
[null,14,"Wyoming",null,9.11,{"$f":"E175+(VLOOKUP($B175,$B$66:$AH$90,F$64))","v":8.970521999999999},8.9758279999999999,8.9414539999999985,8.9176249999999992,9.0738899999999987,9.1463039999999989,9.209441,8.9605569999999997,8.6698679999999992,8.3490509999999993,8.314487999999999,8.4672339999999995,8.5091640000000002,8.5318619999999985,8.5066600000000001,8.6352959999999985,8.763876999999999,8.8267659999999992,8.9080919999999999,8.9685889999999997,9.0270689999999991,9.0782150000000001,9.1283219999999989,9.2372739999999993,9.3429099999999998,9.4794169999999998,9.6429819999999999,9.7491279999999989,9.9056359999999994]
[]
[null,"Commercial"]
[null,"#","State",null,2011,2012,2013,2014,2015,2016,2017,2018,2019,2020,2021,2022,2023,2024,2025,2026,2027,2028,2029,2030,2031,2032,2033,2034,2035,2036,2037,2038,2039,2040]
[null,null,{"$f":"StateInput","v":"Nationwide"},null,{"$f":"INDEX(E180:E231,MATCH($C179,$C$180:$C$231,0))","v":10.226939433576096},{"$f":"INDEX(F180:F231,MATCH($C179,$C$180:$C$231,0))","v":9.8378011332335564},9.6196775212271568,9.6458158585974108,9.6056654647247441,9.7624782731848558,9.8550027862226823,9.8953983711625249,9.8632964894916828,9.8661352225560837,9.9154426286285613,9.9088756963863904,9.8996368947859299,9.8935616980551977,9.8445926712809051,9.810165922756175,9.8213047556397033,9.8445652678060167,9.8929343375909617,9.9270451075185573,9.9783609671490971,10.029437751730583,10.088418713272244,10.136096793462436,10.26861603682865,10.436984899632,10.57688076635233,10.720969386579723,10.914608616709483,11.002924801210575]
[null,null,"Nationwide",null,{"$f":"SUMPRODUCT(E181:E231,'Building Growth Projections'!$AK$20:$AK$70)/'Building Growth Projections'!$AK$19","v":10.226939433576096},{"$f":"SUMPRODUCT(F181:F231,'Building Growth Projections'!$AK$20:$AK$70)/'Building Growth Projections'!$AK$19","v":9.8378011332335564},{"$f":"SUMPRODUCT(G181:G231,'Building Growth Projections'!$AK$20:$AK$70)/'Building Growth Projections'!$AK$19","v":9.6196775212271568},{"$f":"SUMPRODUCT(H181:H231,'Building Growth Projections'!$AK$20:$AK$70)/'Building Growth Projections'!$AK$19","v":9.6458158585974108},{"$f":"SUMPRODUCT(I181:I231,'Building Growth Projections'!$AK$20:$AK$70)/'Building Growth Projections'!$AK$19","v":9.6056654647247441},{"$f":"SUMPRODUCT(J181:J231,'Building Growth Projections'!$AK$20:$AK$70)/'Building Growth Projections'!$AK$19","v":9.7624782731848558},{"$f":"SUMPRODUCT(K181:K231,'Building Growth Projections'!$AK$20:$AK$70)/'Building Growth Projections'!$AK$19","v":9.8550027862226823},{"$f":"SUMPRODUCT(L181:L231,'Building Growth Projections'!$AK$20:$AK$70)/'Building Growth Projections'!$AK$19","v":9.8953983711625249},{"$f":"SUMPRODUCT(M181:M231,'Building Growth Projections'!$AK$20:$AK$70)/'Building Growth Projections'!$AK$19","v":9.8632964894916828},{"$f":"SUMPRODUCT(N181:N231,'Building Growth Projections'!$AK$20:$AK$70)/'Building Growth Projections'!$AK$19","v":9.8661352225560837},{"$f":"SUMPRODUCT(O181:O231,'Building Growth Projections'!$AK$20:$AK$70)/'Building Growth Projections'!$AK$19","v":9.9154426286285613},{"$f":"SUMPRODUCT(P181:P231,'Building Growth Projections'!$AK$20:$AK$70)/'Building Growth Projections'!$AK$19","v":9.9088756963863904},{"$f":"SUMPRODUCT(Q181:Q231,'Building Growth Projections'!$AK$20:$AK$70)/'Building Growth Projections'!$AK$19","v":9.8996368947859299},{"$f":"SUMPRODUCT(R181:R231,'Building Growth Projections'!$AK$20:$AK$70)/'Building Growth Projections'!$AK$19","v":9.8935616980551977},{"$f":"SUMPRODUCT(S181:S231,'Building Growth Projections'!$AK$20:$AK$70)/'Building Growth Projections'!$AK$19","v":9.8445926712809051},{"$f":"SUMPRODUCT(T181:T231,'Building Growth Projections'!$AK$20:$AK$70)/'Building Growth Projections'!$AK$19","v":9.810165922756175},{"$f":"SUMPRODUCT(U181:U231,'Building Growth Projections'!$AK$20:$AK$70)/'Building Growth Projections'!$AK$19","v":9.8213047556397033},{"$f":"SUMPRODUCT(V181:V231,'Building Growth Projections'!$AK$20:$AK$70)/'Building Growth Projections'!$AK$19","v":9.8445652678060167},{"$f":"SUMPRODUCT(W181:W231,'Building Growth Projections'!$AK$20:$AK$70)/'Building Growth Projections'!$AK$19","v":9.8929343375909617},{"$f":"SUMPRODUCT(X181:X231,'Building Growth Projections'!$AK$20:$AK$70)/'Building Growth Projections'!$AK$19","v":9.9270451075185573},{"$f":"SUMPRODUCT(Y181:Y231,'Building Growth Projections'!$AK$20:$AK$70)/'Building Growth Projections'!$AK$19","v":9.9783609671490971},{"$f":"SUMPRODUCT(Z181:Z231,'Building Growth Projections'!$AK$20:$AK$70)/'Building Growth Projections'!$AK$19","v":10.029437751730583},{"$f":"SUMPRODUCT(AA181:AA231,'Building Growth Projections'!$AK$20:$AK$70)/'Building Growth Projections'!$AK$19","v":10.088418713272244},{"$f":"SUMPRODUCT(AB181:AB231,'Building Growth Projections'!$AK$20:$AK$70)/'Building Growth Projections'!$AK$19","v":10.136096793462436},{"$f":"SUMPRODUCT(AC181:AC231,'Building Growth Projections'!$AK$20:$AK$70)/'Building Growth Projections'!$AK$19","v":10.26861603682865},{"$f":"SUMPRODUCT(AD181:AD231,'Building Growth Projections'!$AK$20:$AK$70)/'Building Growth Projections'!$AK$19","v":10.436984899632},{"$f":"SUMPRODUCT(AE181:AE231,'Building Growth Projections'!$AK$20:$AK$70)/'Building Growth Projections'!$AK$19","v":10.57688076635233},{"$f":"SUMPRODUCT(AF181:AF231,'Building Growth Projections'!$AK$20:$AK$70)/'Building Growth Projections'!$AK$19","v":10.720969386579723},{"$f":"SUMPRODUCT(AG181:AG231,'Building Growth Projections'!$AK$20:$AK$70)/'Building Growth Projections'!$AK$19","v":10.914608616709483},{"$f":"SUMPRODUCT(AH181:AH231,'Building Growth Projections'!$AK$20:$AK$70)/'Building Growth Projections'!$AK$19","v":11.002924801210575}]
[null,6,"Alabama",null,10.47,{"$f":"E181+(VLOOKUP($B181,$B$95:$AH$119,F$93))","v":9.1334549999999997},9.2038840000000004,9.3822650000000003,9.4848140000000001,9.6799940000000007,9.9136640000000007,10.017812000000001,9.9301539999999999,9.8500019999999999,9.8076450000000008,9.7441460000000006,9.6907200000000007,9.6488740000000011,9.5960669999999997,9.559628,9.5417819999999995,9.4905170000000005,9.4843869999999999,9.4543569999999999,9.3738700000000001,9.3453949999999999,9.3626830000000005,9.4090720000000001,9.4839640000000003,9.5327470000000005,9.574269000000001,9.6403020000000001,9.7023120000000009,9.7728090000000005]
[null,14,"Alaska",null,15.1,{"$f":"E182+(VLOOKUP($B182,$B$95:$AH$119,F$93))","v":14.881259},14.978732000000001,14.849288000000001,14.849737000000001,15.038910000000001,15.131636,15.228203000000001,14.980178,14.674537000000001,14.362348000000001,14.345231999999999,14.468468999999999,14.481112999999999,14.406285999999998,14.384630999999999,14.515175999999999,14.602626999999998,14.637186999999999,14.688668999999997,14.719708999999998,14.761134999999998,14.779097999999998,14.817899999999998,14.915120999999997,15.007764999999997,15.150993999999997,15.319113999999997,15.416466999999997,15.601215999999997]
[null,11,"Arizona",null,9.5,{"$f":"E183+(VLOOKUP($B183,$B$95:$AH$119,F$93))","v":8.9377429999999993},9.1291789999999988,9.068892,8.9953939999999992,9.1077899999999996,9.2389899999999994,9.269323,9.2966850000000001,9.0935779999999991,9.083107,9.265051999999999,9.4143790000000003,9.5819960000000002,9.508165,9.5474119999999996,9.7114599999999989,9.7986389999999997,9.8821440000000003,9.969225999999999,10.048914999999999,10.129657999999999,10.197533,10.268436999999999,10.465071,10.713286,10.846584999999999,10.962982,11.147776,11.330966]
[null,4,"Arkansas",null,7.5,{"$f":"E184+(VLOOKUP($B184,$B$95:$AH$119,F$93))","v":7.6354199999999999},7.5461869999999998,7.7674430000000001,7.9367529999999995,8.1915839999999989,8.2805850000000003,8.1585269999999994,8.1376229999999996,8.1493769999999994,8.1658729999999995,8.2691039999999987,8.3287069999999996,8.4196849999999994,8.6446240000000003,8.8817149999999998,8.5802019999999999,8.6444879999999991,8.6962399999999995,8.6825359999999989,8.7056129999999996,8.7334990000000001,8.7542519999999993,8.9074679999999997,9.1976129999999987,9.1894869999999997,9.2990459999999988,9.4648869999999992,9.5827179999999998,9.6839619999999993]
[null,13,"California",null,13.05,{"$f":"E185+(VLOOKUP($B185,$B$95:$AH$119,F$93))","v":13.532752},13.357169000000001,13.530827,13.549328000000001,13.593523000000001,13.590776,13.478122000000001,13.427214000000001,13.803875,14.160228,13.846666000000001,13.455799000000001,13.277602,13.436260000000001,13.599046000000001,13.206783,12.918265,12.869369000000001,12.88348,13.035472,13.131265000000001,13.085605000000001,13.154179000000001,13.328833000000001,13.499689,13.668072,13.839965000000001,13.974435,14.097793000000001]
[null,15,"Colorado",null,9.44,{"$f":"E186+(VLOOKUP($B186,$B$95:$AH$119,F$93))","v":8.7278379999999984},8.6810139999999993,8.5843479999999985,8.587218,8.7066279999999985,8.6979999999999986,8.693994,8.664337999999999,8.7797899999999984,8.8114789999999985,8.8416419999999984,8.9129349999999992,8.9799299999999995,9.0865219999999987,9.1489159999999998,9.1794219999999989,9.2218199999999992,9.2924669999999985,9.3684589999999996,9.4424169999999989,9.5228509999999993,9.6669829999999983,9.805394999999999,9.9179669999999991,9.9725999999999999,10.078605999999999,10.239796999999999,10.595583,10.871879]
[null,18,"Connecticut",null,15.57,{"$f":"E187+(VLOOKUP($B187,$B$95:$AH$119,F$93))","v":15.062065},14.149879,13.815927,13.462478000000001,13.488326000000001,13.579862,13.576503000000001,13.707082,13.516125000000001,14.09271,13.908424,14.45919,14.170509000000001,13.787266000000001,13.217270000000001,14.132998000000001,14.100603,14.341799,14.543002,14.644323,14.761777,14.985532000000001,13.635158000000001,13.827276000000001,14.553021000000001,14.438779,14.34923,15.240516000000001,14.605728000000001]
[null,22,"Delaware",null,10.64,{"$f":"E188+(VLOOKUP($B188,$B$95:$AH$119,F$93))","v":10.720927},10.063611,9.9482230000000005,9.566452,9.5108940000000004,9.3207280000000008,9.3128910000000005,9.122853000000001,9.3058080000000007,9.2429810000000003,9.1911760000000005,9.2426469999999998,9.104438,8.9353230000000003,8.8201359999999998,8.7186640000000004,8.6615210000000005,8.7484490000000008,8.8189360000000008,8.9593530000000001,9.0221820000000008,9.082668,9.1583850000000009,9.3250010000000003,9.6180680000000009,9.9198219999999999,10.105401000000001,10.341331,10.479729000000001]
[null,22,"District of Columbia",null,12.9,{"$f":"E189+(VLOOKUP($B189,$B$95:$AH$119,F$93))","v":12.980926999999999},12.323611,12.208223,11.826452,11.770894,11.580728000000001,11.572891,11.382853000000001,11.565808000000001,11.502981,11.451176,11.502647,11.364438,11.195323,11.080136,10.978664,10.921521,11.008449000000001,11.078936000000001,11.219353,11.282182000000001,11.342668,11.418385000000001,11.585001,11.878068000000001,12.179822,12.365401,12.601331,12.739729000000001]
[null,12,"Florida",null,9.85,{"$f":"E190+(VLOOKUP($B190,$B$95:$AH$119,F$93))","v":8.8288649999999986},8.8114799999999995,8.9310369999999999,8.9885999999999999,9.1520569999999992,9.149970999999999,9.108784,9.0322969999999998,8.9557959999999994,8.910876,8.915246999999999,8.9628749999999986,8.9866799999999998,8.9984310000000001,9.0195119999999989,9.0481359999999995,9.0799559999999992,9.1191429999999993,9.1646789999999996,9.2247199999999996,9.3306609999999992,9.443486,9.619940999999999,9.8035889999999988,10.010738,10.235588,10.474050999999999,10.649725,10.821088999999999]
[null,6,"Georgia",null,9.870000000000001,{"$f":"E191+(VLOOKUP($B191,$B$95:$AH$119,F$93))","v":8.533455},8.6038840000000008,8.7822650000000007,8.8848140000000004,9.079994000000001,9.3136640000000011,9.4178120000000014,9.3301540000000003,9.2500020000000003,9.2076450000000012,9.144146000000001,9.090720000000001,9.0488740000000014,8.996067,8.9596280000000004,8.9417819999999999,8.8905170000000009,8.8843870000000003,8.8543570000000003,8.7738700000000005,8.7453950000000003,8.7626830000000009,8.8090720000000005,8.8839640000000006,8.9327470000000009,8.9742690000000014,9.0403020000000005,9.1023120000000013,9.1728090000000009]
[null,13,"Hawaii",null,32.369999999999997,{"$f":"E192+(VLOOKUP($B192,$B$95:$AH$119,F$93))","v":32.852751999999995},32.677168999999992,32.850826999999995,32.869327999999996,32.913522999999998,32.910775999999998,32.798121999999999,32.747214,33.123874999999998,33.480227999999997,33.166665999999999,32.775798999999999,32.597601999999995,32.756259999999997,32.919045999999994,32.526782999999995,32.238264999999998,32.189368999999999,32.203479999999999,32.355471999999999,32.451264999999999,32.405605000000001,32.474178999999999,32.648832999999996,32.819688999999997,32.988071999999995,33.159965,33.294435,33.417793000000003]
[null,14,"Idaho",null,6.41,{"$f":"E193+(VLOOKUP($B193,$B$95:$AH$119,F$93))","v":6.1912589999999996},6.2887320000000004,6.1592880000000001,6.1597369999999998,6.3489100000000001,6.4416359999999999,6.5382030000000002,6.290178,5.9845370000000004,5.6723480000000004,5.6552319999999998,5.7784690000000003,5.7911130000000002,5.7162860000000002,5.6946310000000002,5.8251759999999999,5.9126269999999996,5.9471870000000004,5.9986689999999996,6.0297090000000004,6.0711349999999999,6.0890979999999999,6.1279000000000003,6.2251209999999997,6.3177649999999996,6.4609940000000003,6.6291140000000004,6.7264670000000004,6.9112160000000005]
[null,24,"Illinois",null,8.64,{"$f":"E194+(VLOOKUP($B194,$B$95:$AH$119,F$93))","v":9.2154999999999987},8.9287624999999995,8.7512054999999993,8.6854059999999986,8.9362199999999987,9.2343764999999998,9.352722,9.4094334999999987,9.3986000000000001,9.4717974999999992,9.5231239999999993,9.605639,9.6467254999999987,9.6233275000000003,9.6195014999999984,9.5926124999999995,9.5835884999999994,9.6186834999999995,9.6620159999999995,9.7183984999999993,9.7526039999999998,9.7946239999999989,9.8897829999999995,10.001930999999999,10.159569999999999,10.2927505,10.404695499999999,10.544921499999999,10.6542815]
[null,3,"Indiana",null,8.77,{"$f":"E195+(VLOOKUP($B195,$B$95:$AH$119,F$93))","v":9.8404949999999989},9.517892999999999,9.368231999999999,9.2832909999999984,9.5448759999999986,9.8439409999999992,9.9899359999999984,10.013026999999999,9.9555609999999994,10.073383999999999,10.118819999999999,10.209783,10.246538999999999,10.212648,10.184756999999999,10.149044999999999,10.121597,10.139373999999998,10.157328999999999,10.186311999999999,10.229369999999999,10.287728,10.393377999999998,10.508617999999998,10.694115999999999,10.872891999999998,11.013012999999999,11.166989999999998,11.27478]
[null,17,"Iowa",null,7.8500000000000005,{"$f":"E196+(VLOOKUP($B196,$B$95:$AH$119,F$93))","v":7.034338},7.2223420000000003,7.4043809999999999,7.3726180000000001,7.6176190000000004,7.7630659999999994,7.7084789999999996,7.6645119999999993,7.5907629999999999,7.5462110000000004,7.5441900000000004,7.5629600000000003,7.5981639999999997,7.6080209999999999,7.6082739999999998,7.6106160000000003,7.6157690000000002,7.6211570000000002,7.6329750000000001,7.6541230000000002,7.7422630000000003,7.7636309999999993,7.7683399999999994,7.8150719999999998,7.8798470000000007,7.9441580000000007,7.9825190000000008,7.9881009999999995,8.0061849999999986]
[null,9,"Kansas",null,8.7799999999999994,{"$f":"E197+(VLOOKUP($B197,$B$95:$AH$119,F$93))","v":8.5632009999999994},9.0327570000000001,9.1629579999999997,9.3925210000000003,9.626239,9.6414580000000001,9.5190509999999993,9.3611310000000003,9.2344460000000002,9.1317979999999999,9.0393279999999994,9.0254469999999998,9.0075830000000003,8.9972919999999998,8.9026239999999994,8.8484789999999993,8.8057400000000001,8.8483869999999989,8.8600069999999995,8.828716,8.8206749999999996,8.840503,8.8314659999999989,9.0166719999999998,9.2816759999999991,9.4364880000000007,9.4970569999999999,9.4070049999999998,9.3258779999999994]
[null,7,"Kentucky",null,8.49,{"$f":"E198","v":8.49},{"$f":"F198+ABS((VLOOKUP($B198,$B$95:$AH$119,G$93)))","v":8.5609419999999989},8.6446719999999981,8.6472039999999986,8.9018139999999981,8.916955999999999,8.9859159999999978,9.0476709999999976,9.1041849999999975,9.1634529999999987,9.2375429999999987,9.3124189999999984,9.3830539999999978,9.3989099999999972,9.4208769999999973,9.4430869999999967,9.4592439999999982,9.5109569999999977,9.5480239999999981,{"$f":"X198+(VLOOKUP($B198,$B$95:$AH$119,Y$93))","v":9.5357439999999976},9.4959359999999968,9.482726999999997,9.5370099999999969,9.5732219999999977,9.563209999999998,9.5921209999999988,9.6375509999999984,9.6951039999999971,9.7520799999999976]
[null,4,"Louisiana",null,8.44,{"$f":"E199+(VLOOKUP($B199,$B$95:$AH$119,F$93))","v":8.5754199999999994},8.4861869999999993,8.7074429999999996,8.876752999999999,9.1315839999999984,9.2205849999999998,9.0985269999999989,9.0776229999999991,9.0893769999999989,9.105872999999999,9.2091039999999982,9.2687069999999991,9.3596849999999989,9.5846239999999998,9.8217149999999993,9.5202019999999994,9.5844879999999986,9.636239999999999,9.6225359999999984,{"$f":"X199+(VLOOKUP($B199,$B$95:$AH$119,Y$93))","v":9.6456129999999991},9.6734989999999996,9.6942519999999988,9.8474679999999992,10.137612999999998,10.129486999999999,10.239045999999998,10.404886999999999,10.522717999999999,10.623961999999999]
[null,18,"Maine",null,12.290000000000001,{"$f":"E200+(VLOOKUP($B200,$B$95:$AH$119,F$93))","v":11.782065000000001},10.869879000000001,10.535927000000001,10.182478000000001,10.208326000000001,10.299862000000001,10.296503000000001,10.427082,10.236125000000001,10.812710000000001,10.628424000000001,11.17919,10.890509000000002,10.507266000000001,9.9372700000000016,10.852998000000001,10.820603,11.061799000000001,11.263002,{"$f":"X200+(VLOOKUP($B200,$B$95:$AH$119,Y$93))","v":11.364323000000001},11.481777000000001,11.705532000000002,10.355158000000001,10.547276000000002,11.273021000000002,11.158779000000001,11.069230000000001,11.960516000000002,11.325728000000002]
[null,22,"Maryland",null,11.28,{"$f":"E201+(VLOOKUP($B201,$B$95:$AH$119,F$93))","v":11.360926999999998},10.703610999999999,10.588222999999999,10.206451999999999,10.150893999999999,9.9607279999999996,9.9528909999999993,9.7628529999999998,9.9458079999999995,9.8829809999999991,9.8311759999999992,9.8826469999999986,9.7444379999999988,9.5753229999999991,9.4601359999999985,9.3586639999999992,9.3015209999999993,9.3884489999999996,9.4589359999999996,{"$f":"X201+(VLOOKUP($B201,$B$95:$AH$119,Y$93))","v":9.5993529999999989},9.6621819999999996,9.7226679999999988,9.7983849999999997,9.9650009999999991,10.258068,10.559821999999999,10.745400999999999,10.981330999999999,11.119729]
[null,18,"Massachusetts",null,14.33,{"$f":"E202+(VLOOKUP($B202,$B$95:$AH$119,F$93))","v":13.822065},12.909879,12.575927,12.222478000000001,12.248326,12.339862,12.336503,12.467082,12.276125,12.85271,12.668424,13.219189999999999,12.930509000000001,12.547266,11.977270000000001,12.892998,12.860602999999999,13.101799,13.303001999999999,{"$f":"X202+(VLOOKUP($B202,$B$95:$AH$119,Y$93))","v":13.404323},13.521777,13.745532000000001,12.395158,12.587276000000001,13.313021000000001,13.198779,13.10923,14.000516000000001,13.365728000000001]
[null,2,"Michigan",null,10.33,{"$f":"E203+(VLOOKUP($B203,$B$95:$AH$119,F$93))","v":8.7395220000000009},8.6234850000000005,8.7024420000000013,8.9402100000000004,9.2037589999999998,9.4797790000000006,9.4631160000000012,9.4490630000000007,9.3969590000000007,9.356281000000001,9.3436240000000002,9.3455550000000009,9.377955,9.393694,9.3443210000000008,9.3585600000000007,9.3730790000000006,9.3625030000000002,9.3034490000000005,{"$f":"X203+(VLOOKUP($B203,$B$95:$AH$119,Y$93))","v":9.303192000000001},9.3144760000000009,9.3547100000000007,9.4320920000000008,9.492184,9.5524540000000009,9.586767,9.6801159999999999,9.7892970000000012,9.9055110000000006]
[null,17,"Minnesota",null,8.6300000000000008,{"$f":"E204+(VLOOKUP($B204,$B$95:$AH$119,F$93))","v":7.8143380000000002},8.0023420000000005,8.1843810000000001,8.1526180000000004,8.3976190000000006,8.5430659999999996,8.4884789999999999,8.4445119999999996,8.3707630000000002,8.3262110000000007,8.3241900000000015,8.3429600000000015,8.3781640000000017,8.3880210000000019,8.3882740000000027,8.3906160000000032,8.3957690000000031,8.4011570000000031,8.412975000000003,{"$f":"X204+(VLOOKUP($B204,$B$95:$AH$119,Y$93))","v":8.4341230000000031},8.5222630000000024,8.5436310000000013,8.5483400000000014,8.5950720000000018,8.6598470000000027,8.7241580000000027,8.7625190000000028,8.7681010000000015,8.7861850000000015]
[null,4,"Mississippi",null,9.48,{"$f":"E205+(VLOOKUP($B205,$B$95:$AH$119,F$93))","v":9.6154200000000003},9.5261870000000002,9.7474430000000005,9.9167529999999999,10.171583999999999,10.260585000000001,10.138527,10.117623,10.129377,10.145873,10.249103999999999,10.308707,10.399685,10.624624000000001,10.861715,10.560202,10.624487999999999,10.67624,10.662535999999999,{"$f":"X205+(VLOOKUP($B205,$B$95:$AH$119,Y$93))","v":10.685613},10.713499000000001,10.734252,10.887468,11.177612999999999,11.169487,11.279045999999999,11.444887,11.562718,11.663962]
[null,25,"Missouri",null,8.0400000000000009,{"$f":"E206+(VLOOKUP($B206,$B$95:$AH$119,F$93))","v":7.9718530000000012},8.0811945000000005,8.043568500000001,8.1350210000000001,8.3719014999999999,8.5281350000000007,8.5122795,8.4784854999999997,8.4330425000000009,8.3960045000000001,8.3783779999999997,8.4084710000000005,8.422247500000001,8.4106494999999999,8.3734349999999989,8.3373295000000009,8.3206600000000002,8.3681900000000002,8.4083550000000002,{"$f":"X206+(VLOOKUP($B206,$B$95:$AH$119,Y$93))","v":8.4346005000000002},8.4432565000000004,8.4660115000000005,8.5038269999999994,8.650958000000001,8.8483499999999999,8.9695485000000001,9.0417175000000007,9.0599290000000003,9.0748304999999991]
[null,14,"Montana",null,9.120000000000001,{"$f":"E207+(VLOOKUP($B207,$B$95:$AH$119,F$93))","v":8.9012589999999996},8.9987320000000004,8.8692880000000009,8.8697370000000006,9.0589100000000009,9.1516359999999999,9.2482030000000002,9.000178,8.6945370000000004,8.3823480000000004,8.3652319999999989,8.4884689999999985,8.5011129999999984,8.4262859999999975,8.4046309999999984,8.5351759999999981,8.6226269999999978,8.6571869999999986,8.7086689999999969,{"$f":"X207+(VLOOKUP($B207,$B$95:$AH$119,Y$93))","v":8.7397089999999977},8.7811349999999972,8.7990979999999972,8.8378999999999976,8.935120999999997,9.0277649999999969,9.1709939999999968,9.3391139999999968,9.4364669999999968,9.6212159999999969]
[null,17,"Nebraska",null,7.99,{"$f":"E208+(VLOOKUP($B208,$B$95:$AH$119,F$93))","v":7.1743379999999997},7.3623419999999999,7.5443809999999996,7.5126179999999998,7.757619,7.903065999999999,7.8484789999999993,7.804511999999999,7.7307629999999996,7.6862110000000001,7.6841900000000001,7.70296,7.7381639999999994,7.7480209999999996,7.7482739999999994,7.7506159999999999,7.7557689999999999,7.7611569999999999,7.7729749999999997,{"$f":"X208+(VLOOKUP($B208,$B$95:$AH$119,Y$93))","v":7.7941229999999999},7.882263,7.903630999999999,7.908339999999999,7.9550719999999995,8.0198470000000004,8.0841580000000004,8.1225190000000005,8.1281009999999991,8.1461849999999991]
[null,14,"Nevada",null,9.0500000000000007,{"$f":"E209+(VLOOKUP($B209,$B$95:$AH$119,F$93))","v":8.8312589999999993},8.9287320000000001,8.7992880000000007,8.7997370000000004,8.9889100000000006,9.0816359999999996,9.1782029999999999,8.9301779999999997,8.6245370000000001,8.3123480000000001,8.2952319999999986,8.4184689999999982,8.4311129999999981,8.3562859999999972,8.3346309999999981,8.4651759999999978,8.5526269999999975,8.5871869999999983,8.6386689999999966,{"$f":"X209+(VLOOKUP($B209,$B$95:$AH$119,Y$93))","v":8.6697089999999974},8.711134999999997,8.7290979999999969,8.7678999999999974,8.8651209999999967,8.9577649999999966,9.1009939999999965,9.2691139999999965,9.3664669999999965,9.5512159999999966]
[null,18,"New Hampshire",null,14.040000000000001,{"$f":"E210+(VLOOKUP($B210,$B$95:$AH$119,F$93))","v":13.532065000000001},12.619879000000001,12.285927000000001,11.932478000000001,11.958326000000001,12.049862000000001,12.046503000000001,12.177082,11.986125000000001,12.562710000000001,12.378424000000001,12.92919,12.640509000000002,12.257266000000001,11.687270000000002,12.602998000000001,12.570603,12.811799000000001,13.013002,{"$f":"X210+(VLOOKUP($B210,$B$95:$AH$119,Y$93))","v":13.114323000000001},13.231777000000001,13.455532000000002,12.105158000000001,12.297276000000002,13.023021000000002,12.908779000000001,12.819230000000001,13.710516000000002,13.075728000000002]
[null,22,"New Jersey",null,13.47,{"$f":"E211+(VLOOKUP($B211,$B$95:$AH$119,F$93))","v":13.550927},12.893611,12.778223000000001,12.396452,12.340894,12.150728000000001,12.142891000000001,11.952853000000001,12.135808000000001,12.072981,12.021176000000001,12.072647,11.934438,11.765323,11.650136,11.548664,11.491521000000001,11.578449000000001,11.648936000000001,{"$f":"X211+(VLOOKUP($B211,$B$95:$AH$119,Y$93))","v":11.789353},11.852182000000001,11.912668,11.988385000000001,12.155001,12.448068000000001,12.749822,12.935401000000001,13.171331,13.309729000000001]
[null,11,"New Mexico",null,9.07,{"$f":"E212+(VLOOKUP($B212,$B$95:$AH$119,F$93))","v":8.5077429999999996},8.6991789999999991,8.6388920000000002,8.5653939999999995,8.6777899999999999,8.8089899999999997,8.8393230000000003,8.8666850000000004,8.6635779999999993,8.6531070000000003,8.8350519999999992,8.9843790000000006,9.1519960000000005,9.0781650000000003,9.1174119999999998,9.2814599999999992,9.3686389999999999,9.4521440000000005,9.5392259999999993,{"$f":"X212+(VLOOKUP($B212,$B$95:$AH$119,Y$93))","v":9.6189149999999994},9.6996579999999994,9.7675330000000002,9.838436999999999,10.035071,10.283286,10.416585,10.532982000000001,10.717776000000001,10.900966]
[null,23,"New York",null,15.81,{"$f":"E213+(VLOOKUP($B213,$B$95:$AH$119,F$93))","v":15.375660249999999},14.049075889999999,14.172850370000001,14.07429971,14.342669389999999,14.5365609,14.972713109999999,15.257553189999999,15.112241689999999,14.74710385,14.651005059999999,14.63081929,15.06361774,14.83831123,14.21757392,14.178675,14.818206249999999,14.77376555,14.793917309999999,{"$f":"X213+(VLOOKUP($B213,$B$95:$AH$119,Y$93))","v":14.753933590000001},14.70167226,15.15142835,15.595673,15.804567,15.597100150000001,15.55112282,15.900046529999999,16.536680189999998,16.96336076]
[null,8,"North Carolina",null,8.1300000000000008,{"$f":"E214+(VLOOKUP($B214,$B$95:$AH$119,F$93))","v":8.1336690000000011},8.2086270000000017,8.2603740000000005,8.3013010000000005,8.4365030000000019,8.4336650000000013,8.4779350000000004,8.4587240000000019,8.4179450000000013,8.3222210000000008,8.2255510000000012,8.1752010000000013,8.1347000000000005,8.0877750000000006,8.0634470000000018,7.9893160000000005,7.9588790000000014,7.9342490000000012,7.9061270000000015,{"$f":"X214+(VLOOKUP($B214,$B$95:$AH$119,Y$93))","v":7.9039840000000012},7.894833000000002,7.9143880000000006,7.9687420000000007,8.0585270000000016,8.1333260000000021,8.1961590000000015,8.2706090000000021,8.3363980000000009,8.3779520000000005]
[null,17,"North Dakota",null,7.61,{"$f":"E215+(VLOOKUP($B215,$B$95:$AH$119,F$93))","v":6.7943379999999998},6.982342,7.1643809999999997,7.1326179999999999,7.3776190000000001,7.5230659999999991,7.4684789999999994,7.4245119999999991,7.3507629999999997,7.3062110000000002,7.3041900000000002,7.3229600000000001,7.3581639999999995,7.3680209999999997,7.3682739999999995,7.3706160000000001,7.375769,7.381157,7.3929749999999999,{"$f":"X215+(VLOOKUP($B215,$B$95:$AH$119,Y$93))","v":7.414123},7.5022630000000001,7.5236309999999991,7.5283399999999991,7.5750719999999996,7.6398470000000005,7.7041580000000005,7.7425190000000006,7.7481009999999992,7.7661849999999992]
[null,3,"Ohio",null,9.6300000000000008,{"$f":"E216+(VLOOKUP($B216,$B$95:$AH$119,F$93))","v":10.700495},10.377893,10.228232,10.143291,10.404876,10.703941,10.849936,10.873027,10.815561000000001,10.933384,10.978820000000001,11.069783000000001,11.106539,11.072648000000001,11.044757000000001,11.009045,10.981597000000001,10.999374,11.017329,{"$f":"X216+(VLOOKUP($B216,$B$95:$AH$119,Y$93))","v":11.046312},11.089370000000001,11.147728000000001,11.253378,11.368618,11.554116,11.732892,11.873013,12.02699,12.134780000000001]
[null,10,"Oklahoma",null,7.6000000000000005,{"$f":"E217+(VLOOKUP($B217,$B$95:$AH$119,F$93))","v":6.8994840000000002},6.5121270000000004,6.4905030000000004,6.6050820000000003,6.9830880000000004,7.2217660000000006,7.2135070000000008,7.2704800000000001,7.3090770000000003,7.3688290000000007,7.4480810000000002,7.564889,7.6478980000000005,7.689597,7.7529859999999999,7.8335170000000005,7.9891749999999995,8.0615470000000009,8.051953000000001,{"$f":"X217+(VLOOKUP($B217,$B$95:$AH$119,Y$93))","v":8.1370819999999995},8.2168790000000005,8.3233550000000012,8.3430859999999996,8.5004950000000008,8.7593680000000003,8.9951939999999997,9.1956720000000001,9.4152190000000004,9.4747280000000007]
[null,14,"Oregon",null,8.15,{"$f":"E218+(VLOOKUP($B218,$B$95:$AH$119,F$93))","v":7.9312589999999998},8.0287320000000015,7.8992880000000012,7.8997370000000009,8.088910000000002,8.181636000000001,8.2782030000000013,8.0301780000000011,7.7245370000000015,7.4123480000000015,7.3952320000000009,7.5184690000000014,7.5311130000000013,7.4562860000000013,7.4346310000000013,7.565176000000001,7.6526270000000007,7.6871870000000015,7.7386690000000007,{"$f":"X218+(VLOOKUP($B218,$B$95:$AH$119,Y$93))","v":7.7697090000000015},7.811135000000001,7.829098000000001,7.8679000000000014,7.9651210000000008,8.0577649999999998,8.2009940000000014,8.3691140000000015,8.4664670000000015,8.6512160000000016]
[null,22,"Pennsylvania",null,10.029999999999999,{"$f":"E219+(VLOOKUP($B219,$B$95:$AH$119,F$93))","v":10.110926999999998},9.4536109999999987,9.3382229999999993,8.9564519999999987,8.9008939999999992,8.7107279999999996,8.7028909999999993,8.5128529999999998,8.6958079999999995,8.6329809999999991,8.5811759999999992,8.6326469999999986,8.4944379999999988,8.3253229999999991,8.2101359999999985,8.1086639999999992,8.0515209999999993,8.1384489999999996,8.2089359999999996,{"$f":"X219+(VLOOKUP($B219,$B$95:$AH$119,Y$93))","v":8.3493529999999989},8.4121819999999996,8.4726679999999988,8.5483849999999997,8.7150009999999991,9.0080679999999997,9.3098219999999987,9.4954009999999993,9.7313309999999991,9.8697289999999995]
[null,18,"Rhode Island",null,12.370000000000001,{"$f":"E220+(VLOOKUP($B220,$B$95:$AH$119,F$93))","v":11.862065000000001},10.949879000000001,10.615927000000001,10.262478000000002,10.288326000000001,10.379862000000001,10.376503000000001,10.507082,10.316125000000001,10.892710000000001,10.708424000000001,11.25919,10.970509000000002,10.587266000000001,10.017270000000002,10.932998000000001,10.900603,11.141799000000001,11.343002,{"$f":"X220+(VLOOKUP($B220,$B$95:$AH$119,Y$93))","v":11.444323000000001},11.561777000000001,11.785532000000002,10.435158000000001,10.627276000000002,11.353021000000002,11.238779000000001,11.149230000000001,12.040516000000002,11.405728000000002,null,null,null,"Residential"]
[null,8,"South Carolina",null,9.3000000000000007,{"$f":"E221+(VLOOKUP($B221,$B$95:$AH$119,F$93))","v":9.3036690000000011},9.3786270000000016,9.4303740000000005,9.4713010000000004,9.6065030000000018,9.6036650000000012,9.6479350000000004,9.6287240000000018,9.5879450000000013,9.4922210000000007,9.3955510000000011,9.3452010000000012,9.3047000000000004,9.2577750000000005,9.2334470000000017,9.1593160000000005,9.1288790000000013,9.1042490000000011,9.0761270000000014,{"$f":"X221+(VLOOKUP($B221,$B$95:$AH$119,Y$93))","v":9.0739840000000012},9.0648330000000019,9.0843880000000006,9.1387420000000006,9.2285270000000015,9.303326000000002,9.3661590000000015,9.440609000000002,9.5063980000000008,9.5479520000000004,null,null,"#","State","2011$/kcf","2011$/mmBtu"]
[null,17,"South Dakota",null,7.76,{"$f":"E222+(VLOOKUP($B222,$B$95:$AH$119,F$93))","v":6.9443379999999992},7.1323419999999995,7.3143809999999991,7.2826179999999994,7.5276189999999996,7.6730659999999986,7.6184789999999989,7.5745119999999986,7.5007629999999992,7.4562109999999997,7.4541899999999996,7.4729599999999996,7.5081639999999989,7.5180209999999992,7.518273999999999,7.5206159999999995,7.5257689999999995,7.5311569999999994,7.5429749999999993,{"$f":"X222+(VLOOKUP($B222,$B$95:$AH$119,Y$93))","v":7.5641229999999995},7.6522629999999996,7.6736309999999985,7.6783399999999986,7.7250719999999991,7.789847,7.854158,7.8925190000000001,7.8981009999999987,7.9161849999999987,null,null,6,"Alabama",15.09,{"$f":"AM222/1.022","v":14.765166340508806}]
[null,7,"Tennessee",null,10.27,{"$f":"E223+(VLOOKUP($B223,$B$95:$AH$119,F$93))","v":8.6649989999999999},8.7359409999999986,8.6522109999999994,8.6547429999999999,8.9093529999999994,8.8942109999999985,8.8252509999999997,8.763496,8.706982,8.6477139999999988,8.5736239999999988,8.4987479999999991,8.4281129999999997,8.4439689999999992,8.4220019999999991,8.3997919999999997,8.3836349999999982,8.3319219999999987,8.2948549999999983,{"$f":"X223+(VLOOKUP($B223,$B$95:$AH$119,Y$93))","v":8.2825749999999978},8.2427669999999971,8.2295579999999973,8.2838409999999971,8.3200529999999979,8.3100409999999982,8.338951999999999,8.3843819999999987,8.4419349999999973,8.4989109999999979,null,null,9,"Alaska",8.77,{"$f":"AM223/1.022","v":8.581213307240704}]
[null,1,"Texas",null,8.83,{"$f":"E224+(VLOOKUP($B224,$B$95:$AH$119,F$93))","v":6.9770489999999992},6.3793469999999992,6.6417219999999997,6.5015409999999996,6.6802909999999995,6.8572709999999999,7.0154439999999996,7.0928119999999995,7.2757859999999992,7.7075239999999994,8.1887729999999994,7.9641459999999995,8.0294270000000001,7.8236629999999998,7.896217,8.1630640000000003,8.4488380000000003,8.7252659999999995,8.7972260000000002,{"$f":"X224+(VLOOKUP($B224,$B$95:$AH$119,Y$93))","v":8.8796999999999997},8.9916349999999987,9.0272709999999989,9.2947209999999991,9.3899439999999998,9.7132449999999988,10.027320999999999,10.263427,10.535629,10.585120999999999,null,null,8,"Arizona",15.04,14.71624266144814]
[null,14,"Utah",null,7.3500000000000005,{"$f":"E225+(VLOOKUP($B225,$B$95:$AH$119,F$93))","v":7.131259},7.2287320000000008,7.0992880000000005,7.0997370000000002,7.2889100000000004,7.3816360000000003,7.4782030000000006,7.2301780000000004,6.9245370000000008,6.6123480000000008,6.5952320000000002,6.7184690000000007,6.7311130000000006,6.6562860000000006,6.6346310000000006,6.7651760000000003,6.852627,6.8871870000000008,6.938669,{"$f":"X225+(VLOOKUP($B225,$B$95:$AH$119,Y$93))","v":6.9697090000000008},7.0111350000000003,7.0290980000000003,7.0679000000000007,7.1651210000000001,7.257765,7.4009940000000007,7.5691140000000008,7.6664670000000008,7.8512160000000009,null,null,7,"Arkansas",11.46,11.213307240704502]
[null,18,"Vermont",null,14,{"$f":"E226+(VLOOKUP($B226,$B$95:$AH$119,F$93))","v":13.492065},12.579879,12.245927,11.892478000000001,11.918326,12.009862,12.006503,12.137081999999999,11.946125,12.52271,12.338424,12.889189999999999,12.600509000000001,12.217266,11.647270000000001,12.562998,12.530602999999999,12.771799,12.973001999999999,{"$f":"X226+(VLOOKUP($B226,$B$95:$AH$119,Y$93))","v":13.074323},13.191777,13.415532000000001,12.065158,12.257276000000001,12.983021000000001,12.868779,12.77923,13.670516000000001,13.035728000000001,null,null,9,"California",9.93,9.7162426614481401]
[null,8,"Virginia",null,7.95,{"$f":"E227+(VLOOKUP($B227,$B$95:$AH$119,F$93))","v":7.9536690000000005},8.0286270000000002,8.0803739999999991,8.121300999999999,8.2565030000000004,8.2536649999999998,8.297934999999999,8.2787240000000004,8.2379449999999999,8.1422209999999993,8.0455509999999997,7.9952009999999998,7.954699999999999,7.9077749999999991,7.8834470000000003,7.809315999999999,7.7788789999999999,7.7542489999999997,7.726127,{"$f":"X227+(VLOOKUP($B227,$B$95:$AH$119,Y$93))","v":7.7239839999999997},7.7148330000000005,7.7343879999999992,7.7887419999999992,7.8785270000000001,7.9533260000000006,8.016159,8.0906090000000006,8.1563979999999994,8.197951999999999,null,null,8,"Colorado",8.25,8.0724070450097845]
[null,14,"Washington",null,7.49,{"$f":"E228+(VLOOKUP($B228,$B$95:$AH$119,F$93))","v":7.2712589999999997},7.3687320000000005,7.2392880000000002,7.2397369999999999,7.4289100000000001,7.521636,7.6182030000000003,7.3701780000000001,7.0645370000000005,6.7523480000000005,6.7352319999999999,6.8584690000000004,6.8711130000000002,6.7962860000000003,6.7746310000000003,6.905176,6.9926269999999997,7.0271870000000005,7.0786689999999997,{"$f":"X228+(VLOOKUP($B228,$B$95:$AH$119,Y$93))","v":7.1097090000000005},7.151135,7.169098,7.2079000000000004,7.3051209999999998,7.3977649999999997,7.5409940000000004,7.7091140000000005,7.8064670000000005,7.9912160000000005,null,null,1,"Connecticut",13.83,13.532289628180038]
[null,3,"West Virginia",null,8.14,{"$f":"E229+(VLOOKUP($B229,$B$95:$AH$119,F$93))","v":9.2104949999999999},8.887893,8.738232,8.6532909999999994,8.9148759999999996,9.2139410000000002,9.3599359999999994,9.3830270000000002,9.3255610000000004,9.443384,9.4888200000000005,9.5797830000000008,9.6165389999999995,9.5826480000000007,9.5547570000000004,9.5190450000000002,9.4915970000000005,9.5093739999999993,9.5273289999999999,{"$f":"X229+(VLOOKUP($B229,$B$95:$AH$119,Y$93))","v":9.5563120000000001},9.5993700000000004,9.6577280000000005,9.7633779999999994,9.8786179999999995,10.064116,10.242891999999999,10.383013,10.536989999999999,10.644780000000001,null,null,5,"Delaware",15.38,15.048923679060666]
[null,16,"Wisconsin",null,10.42,{"$f":"E230+(VLOOKUP($B230,$B$95:$AH$119,F$93))","v":9.1906909999999993},9.5313330000000001,9.3243489999999998,9.588184,9.7616779999999999,9.9971759999999996,9.9525959999999998,9.9012539999999998,9.8644689999999997,9.8501259999999995,9.8198369999999997,9.7980280000000004,9.7835239999999999,9.7591339999999995,9.7334630000000004,9.7117079999999998,9.6938820000000003,9.6830610000000004,9.6853540000000002,{"$f":"X230+(VLOOKUP($B230,$B$95:$AH$119,Y$93))","v":9.6874590000000005},9.7046829999999993,9.7231290000000001,9.7442679999999999,9.786759,9.8492669999999993,9.8913130000000002,9.9342129999999997,9.987743,9.9869439999999994,null,null,5,"District of Columbia",13.06,12.778864970645794]
[null,14,"Wyoming",null,7.72,{"$f":"E231+(VLOOKUP($B231,$B$95:$AH$119,F$93))","v":7.5012589999999992},7.598732,7.4692879999999997,7.4697369999999994,7.6589099999999997,7.7516359999999995,7.8482029999999998,7.6001779999999997,7.294537,6.982348,6.9652319999999994,7.0884689999999999,7.1011129999999998,7.0262859999999998,7.0046309999999998,7.1351759999999995,7.2226269999999992,7.2571870000000001,7.3086689999999992,{"$f":"X231+(VLOOKUP($B231,$B$95:$AH$119,Y$93))","v":7.339709},7.3811349999999996,7.3990979999999995,7.4379,7.5351209999999993,7.6277649999999992,7.770994,7.939114,8.036467,8.2212160000000001,null,null,5,"Florida",18.16,17.769080234833659]
[null,null,null,null,null,null,null,null,null,null,null,null,null,null,null,null,null,null,null,null,null,null,null,null,null,null,null,null,null,null,null,null,null,null,null,null,5,"Georgia",15.72,15.38160469667319]
[null,null,null,null,null,null,null,null,null,null,null,null,null,null,null,null,null,null,null,null,null,null,null,null,null,null,null,null,null,null,null,null,null,null,null,null,9,"Hawaii",55.28,54.090019569471622]
[null,null,null,null,null,null,null,null,null,null,null,null,null,null,null,null,null,null,null,null,null,null,null,null,null,null,null,null,null,null,null,null,null,null,null,null,8,"Idaho",8.8000000000000007,8.6105675146771041]
[null,null,null,null,null,null,null,null,null,null,null,null,null,null,null,null,null,null,null,null,null,null,null,null,null,null,null,null,null,null,null,null,null,null,null,null,3,"Illinois",8.7799999999999994,8.5909980430528368]
[null,null,null,null,null,null,null,null,null,null,null,null,null,null,null,null,null,null,null,null,null,null,null,null,null,null,null,null,null,null,null,null,null,null,null,null,3,"Indiana",9.4600000000000009,9.2563600782778863]
[null,null,null,null,null,null,null,null,null,null,null,null,null,null,null,null,null,null,null,null,null,null,null,null,null,null,null,null,null,null,null,null,null,null,null,null,4,"Iowa",9.5399999999999991,9.3346379647749504]
[null,null,null,null,null,null,null,null,null,null,null,null,null,null,null,null,null,null,null,null,null,null,null,null,null,null,null,null,null,null,null,null,null,null,null,null,4,"Kansas",9.93,9.7162426614481401]
[null,null,null,null,null,null,null,null,null,null,null,null,null,null,null,null,null,null,null,null,null,null,null,null,null,null,null,null,null,null,null,null,null,null,null,null,6,"Kentucky",10.44,10.215264187866927]
[null,null,null,null,null,null,null,null,null,null,null,null,null,null,null,null,null,null,null,null,null,null,null,null,null,null,null,null,null,null,null,null,null,null,null,null,7,"Louisiana",11.37,11.125244618395302]
[null,null,null,null,null,null,null,null,null,null,null,null,null,null,null,null,null,null,null,null,null,null,null,null,null,null,null,null,null,null,null,null,null,null,null,null,1,"Maine",14.2,13.894324853228962]
[null,null,null,null,null,null,null,null,null,null,null,null,null,null,null,null,null,null,null,null,null,null,null,null,null,null,null,null,null,null,null,null,null,null,null,null,5,"Maryland",12.1,11.839530332681017]
[null,null,null,null,null,null,null,null,null,null,null,null,null,null,null,null,null,null,null,null,null,null,null,null,null,null,null,null,null,null,null,null,null,null,null,null,1,"Massachusetts",13.81,13.512720156555773]
[null,null,null,null,null,null,null,null,null,null,null,null,null,null,null,null,null,null,null,null,null,null,null,null,null,null,null,null,null,null,null,null,null,null,null,null,3,"Michigan",10.47,10.244618395303327]
[null,null,null,null,null,null,null,null,null,null,null,null,null,null,null,null,null,null,null,null,null,null,null,null,null,null,null,null,null,null,null,null,null,null,null,null,4,"Minnesota",8.85,8.6594911937377681]
[null,null,null,null,null,null,null,null,null,null,null,null,null,null,null,null,null,null,null,null,null,null,null,null,null,null,null,null,null,null,null,null,null,null,null,null,6,"Mississippi",9.4700000000000006,9.2661448140900209]
[null,null,null,null,null,null,null,null,null,null,null,null,null,null,null,null,null,null,null,null,null,null,null,null,null,null,null,null,null,null,null,null,null,null,null,null,4,"Missouri",12.02,11.761252446183953]
[null,null,null,null,null,null,null,null,null,null,null,null,null,null,null,null,null,null,null,null,null,null,null,null,null,null,null,null,null,null,null,null,null,null,null,null,8,"Montana",8.8000000000000007,8.6105675146771041]
[null,null,null,null,null,null,null,null,null,null,null,null,null,null,null,null,null,null,null,null,null,null,null,null,null,null,null,null,null,null,null,null,null,null,null,null,4,"Nebraska",8.84,8.6497064579256353]
[null,null,null,null,null,null,null,null,null,null,null,null,null,null,null,null,null,null,null,null,null,null,null,null,null,null,null,null,null,null,null,null,null,null,null,null,8,"Nevada",10.66,10.430528375733855]
[null,null,null,null,null,null,null,null,null,null,null,null,null,null,null,null,null,null,null,null,null,null,null,null,null,null,null,null,null,null,null,null,null,null,null,null,1,"New Hampshire",14.67,14.354207436399216]
[null,null,null,null,null,null,null,null,null,null,null,null,null,null,null,null,null,null,null,null,null,null,null,null,null,null,null,null,null,null,null,null,null,null,null,null,2,"New Jersey",11.78,11.526418786692759]
[null,null,null,null,null,null,null,null,null,null,null,null,null,null,null,null,null,null,null,null,null,null,null,null,null,null,null,null,null,null,null,null,null,null,null,null,8,"New Mexico",9.14,8.943248532289628]
[null,null,null,null,null,null,null,null,null,null,null,null,null,null,null,null,null,null,null,null,null,null,null,null,null,null,null,null,null,null,null,null,null,null,null,null,2,"New York",13.71,13.414872798434443]
[null,null,null,null,null,null,null,null,null,null,null,null,null,null,null,null,null,null,null,null,null,null,null,null,null,null,null,null,null,null,null,null,null,null,null,null,5,"North Carolina",12.55,12.279843444227007]
[null,null,null,null,null,null,null,null,null,null,null,null,null,null,null,null,null,null,null,null,null,null,null,null,null,null,null,null,null,null,null,null,null,null,null,null,4,"North Dakota",8.1,7.9256360078277881]
[null,null,null,null,null,null,null,null,null,null,null,null,null,null,null,null,null,null,null,null,null,null,null,null,null,null,null,null,null,null,null,null,null,null,null,null,3,"Ohio",10.78,10.547945205479451]
[null,null,null,null,null,null,null,null,null,null,null,null,null,null,null,null,null,null,null,null,null,null,null,null,null,null,null,null,null,null,null,null,null,null,null,null,7,"Oklahoma",10.32,10.097847358121331]
[null,null,null,null,null,null,null,null,null,null,null,null,null,null,null,null,null,null,null,null,null,null,null,null,null,null,null,null,null,null,null,null,null,null,null,null,9,"Oregon",11.76,11.506849315068493]
[null,null,null,null,null,null,null,null,null,null,null,null,null,null,null,null,null,null,null,null,null,null,null,null,null,null,null,null,null,null,null,null,null,null,null,null,2,"Pennsylvania",12.46,12.191780821917808]
[null,null,null,null,null,null,null,null,null,null,null,null,null,null,null,null,null,null,null,null,null,null,null,null,null,null,null,null,null,null,null,null,null,null,null,null,1,"Rhode Island",15.33,15]
[null,null,null,null,null,null,null,null,null,null,null,null,null,null,null,null,null,null,null,null,null,null,null,null,null,null,null,null,null,null,null,null,null,null,null,null,5,"South Carolina",12.93,12.651663405088062]
[null,null,null,null,null,null,null,null,null,null,null,null,null,null,null,null,null,null,null,null,null,null,null,null,null,null,null,null,null,null,null,null,null,null,null,null,4,"South Dakota",8.59,8.4050880626223083]
[null,null,null,null,null,null,null,null,null,null,null,null,null,null,null,null,null,null,null,null,null,null,null,null,null,null,null,null,null,null,null,null,null,null,null,null,6,"Tennessee",10.210000000000001,9.9902152641878672]
[null,null,null,null,null,null,null,null,null,null,null,null,null,null,null,null,null,null,null,null,null,null,null,null,null,null,null,null,null,null,null,null,null,null,null,null,7,"Texas",10.210000000000001,9.9902152641878672]
[null,null,null,null,null,null,null,null,null,null,null,null,null,null,null,null,null,null,null,null,null,null,null,null,null,null,null,null,null,null,null,null,null,null,null,null,8,"Utah",8.44,8.2583170254403129]
[null,null,null,null,null,null,null,null,null,null,null,null,null,null,null,null,null,null,null,null,null,null,null,null,null,null,null,null,null,null,null,null,null,null,null,null,1,"Vermont",16.170000000000002,15.82191780821918]
[null,null,null,null,null,null,null,null,null,null,null,null,null,null,null,null,null,null,null,null,null,null,null,null,null,null,null,null,null,null,null,null,null,null,null,null,5,"Virginia",12.72,12.446183953033268]
[null,null,null,null,null,null,null,null,null,null,null,null,null,null,null,null,null,null,null,null,null,null,null,null,null,null,null,null,null,null,null,null,null,null,null,null,9,"Washington",12.3,12.03522504892368]
[null,null,null,null,null,null,null,null,null,null,null,null,null,null,null,null,null,null,null,null,null,null,null,null,null,null,null,null,null,null,null,null,null,null,null,null,6,"West Virginia",10.91,10.675146771037182]
[null,null,null,null,null,null,null,null,null,null,null,null,null,null,null,null,null,null,null,null,null,null,null,null,null,null,null,null,null,null,null,null,null,null,null,null,3,"Wisconsin",9.77,9.5596868884540118]
[null,null,null,null,null,null,null,null,null,null,null,null,null,null,null,null,null,null,null,null,null,null,null,null,null,null,null,null,null,null,null,null,null,null,null,null,8,"Wyoming",8.7200000000000006,8.53228962818004]
[]
[null,null,null,null,null,null,null,null,null,null,null,null,null,null,null,null,null,null,null,null,null,null,null,null,null,null,null,null,null,null,null,null,null,null,null,null,null,"Commercial"]
[null,null,null,null,null,null,null,null,null,null,null,null,null,null,null,null,null,null,null,null,null,null,null,null,null,null,null,null,null,null,null,null,null,null,null,null,"#","State","2011$/kcf","2011$/mmBtu"]
[null,null,null,null,null,null,null,null,null,null,null,null,null,null,null,null,null,null,null,null,null,null,null,null,null,null,null,null,null,null,null,null,null,null,null,null,6,"Alabama",12.37,{"$f":"AM276/1.022","v":12.103718199608609}]
[null,null,null,null,null,null,null,null,null,null,null,null,null,null,null,null,null,null,null,null,null,null,null,null,null,null,null,null,null,null,null,null,null,null,null,null,9,"Alaska",8.77,{"$f":"AM277/1.022","v":8.581213307240704}]
[null,null,null,null,null,null,null,null,null,null,null,null,null,null,null,null,null,null,null,null,null,null,null,null,null,null,null,null,null,null,null,null,null,null,null,null,8,"Arizona",9.99,9.7749510763209386]
[null,null,null,null,null,null,null,null,null,null,null,null,null,null,null,null,null,null,null,null,null,null,null,null,null,null,null,null,null,null,null,null,null,null,null,null,7,"Arkansas",8.9,8.7084148727984338]
[null,null,null,null,null,null,null,null,null,null,null,null,null,null,null,null,null,null,null,null,null,null,null,null,null,null,null,null,null,null,null,null,null,null,null,null,9,"California",8.2799999999999994,8.1017612524461828]
[null,null,null,null,null,null,null,null,null,null,null,null,null,null,null,null,null,null,null,null,null,null,null,null,null,null,null,null,null,null,null,null,null,null,null,null,8,"Colorado",7.84,7.6712328767123283]
[null,null,null,null,null,null,null,null,null,null,null,null,null,null,null,null,null,null,null,null,null,null,null,null,null,null,null,null,null,null,null,null,null,null,null,null,1,"Connecticut",8.48,8.2974559686888458]
[null,null,null,null,null,null,null,null,null,null,null,null,null,null,null,null,null,null,null,null,null,null,null,null,null,null,null,null,null,null,null,null,null,null,null,null,5,"Delaware",13.58,13.287671232876711]
[null,null,null,null,null,null,null,null,null,null,null,null,null,null,null,null,null,null,null,null,null,null,null,null,null,null,null,null,null,null,null,null,null,null,null,null,5,"District of Columbia",12.24,11.976516634050881]
[null,null,null,null,null,null,null,null,null,null,null,null,null,null,null,null,null,null,null,null,null,null,null,null,null,null,null,null,null,null,null,null,null,null,null,null,5,"Florida",11.11,10.870841487279844]
[null,null,null,null,null,null,null,null,null,null,null,null,null,null,null,null,null,null,null,null,null,null,null,null,null,null,null,null,null,null,null,null,null,null,null,null,5,"Georgia",10.51,10.283757338551858]
[null,null,null,null,null,null,null,null,null,null,null,null,null,null,null,null,null,null,null,null,null,null,null,null,null,null,null,null,null,null,null,null,null,null,null,null,9,"Hawaii",45.58,44.598825831702541]
[null,null,null,null,null,null,null,null,null,null,null,null,null,null,null,null,null,null,null,null,null,null,null,null,null,null,null,null,null,null,null,null,null,null,null,null,8,"Idaho",8.09,7.9158512720156553]
[null,null,null,null,null,null,null,null,null,null,null,null,null,null,null,null,null,null,null,null,null,null,null,null,null,null,null,null,null,null,null,null,null,null,null,null,3,"Illinois",8.27,8.09197651663405]
[null,null,null,null,null,null,null,null,null,null,null,null,null,null,null,null,null,null,null,null,null,null,null,null,null,null,null,null,null,null,null,null,null,null,null,null,3,"Indiana",8.0399999999999991,7.8669275929549896]
[null,null,null,null,null,null,null,null,null,null,null,null,null,null,null,null,null,null,null,null,null,null,null,null,null,null,null,null,null,null,null,null,null,null,null,null,4,"Iowa",7.55,7.3874755381604693]
[null,null,null,null,null,null,null,null,null,null,null,null,null,null,null,null,null,null,null,null,null,null,null,null,null,null,null,null,null,null,null,null,null,null,null,null,4,"Kansas",8.89,8.6986301369863011]
[null,null,null,null,null,null,null,null,null,null,null,null,null,null,null,null,null,null,null,null,null,null,null,null,null,null,null,null,null,null,null,null,null,null,null,null,6,"Kentucky",8.7799999999999994,8.5909980430528368]
[null,null,null,null,null,null,null,null,null,null,null,null,null,null,null,null,null,null,null,null,null,null,null,null,null,null,null,null,null,null,null,null,null,null,null,null,7,"Louisiana",9.36,9.1585127201565548]
[null,null,null,null,null,null,null,null,null,null,null,null,null,null,null,null,null,null,null,null,null,null,null,null,null,null,null,null,null,null,null,null,null,null,null,null,1,"Maine",11.69,11.438356164383562]
[null,null,null,null,null,null,null,null,null,null,null,null,null,null,null,null,null,null,null,null,null,null,null,null,null,null,null,null,null,null,null,null,null,null,null,null,5,"Maryland",10.29,10.068493150684931]
[null,null,null,null,null,null,null,null,null,null,null,null,null,null,null,null,null,null,null,null,null,null,null,null,null,null,null,null,null,null,null,null,null,null,null,null,1,"Massachusetts",11.68,11.428571428571429]
[null,null,null,null,null,null,null,null,null,null,null,null,null,null,null,null,null,null,null,null,null,null,null,null,null,null,null,null,null,null,null,null,null,null,null,null,3,"Michigan",9.14,8.943248532289628]
[null,null,null,null,null,null,null,null,null,null,null,null,null,null,null,null,null,null,null,null,null,null,null,null,null,null,null,null,null,null,null,null,null,null,null,null,4,"Minnesota",7.46,7.2994129158512715]
[null,null,null,null,null,null,null,null,null,null,null,null,null,null,null,null,null,null,null,null,null,null,null,null,null,null,null,null,null,null,null,null,null,null,null,null,6,"Mississippi",7.99,7.8180039138943247]
[null,null,null,null,null,null,null,null,null,null,null,null,null,null,null,null,null,null,null,null,null,null,null,null,null,null,null,null,null,null,null,null,null,null,null,null,4,"Missouri",9.99,9.7749510763209386]
[null,null,null,null,null,null,null,null,null,null,null,null,null,null,null,null,null,null,null,null,null,null,null,null,null,null,null,null,null,null,null,null,null,null,null,null,8,"Montana",8.66,8.4735812133072415]
[null,null,null,null,null,null,null,null,null,null,null,null,null,null,null,null,null,null,null,null,null,null,null,null,null,null,null,null,null,null,null,null,null,null,null,null,4,"Nebraska",6.69,6.5459882583170259]
[null,null,null,null,null,null,null,null,null,null,null,null,null,null,null,null,null,null,null,null,null,null,null,null,null,null,null,null,null,null,null,null,null,null,null,null,8,"Nevada",8.07,7.8962818003913897]
[null,null,null,null,null,null,null,null,null,null,null,null,null,null,null,null,null,null,null,null,null,null,null,null,null,null,null,null,null,null,null,null,null,null,null,null,1,"New Hampshire",11.46,11.213307240704502]
[null,null,null,null,null,null,null,null,null,null,null,null,null,null,null,null,null,null,null,null,null,null,null,null,null,null,null,null,null,null,null,null,null,null,null,null,2,"New Jersey",9.51,9.3052837573385521]
[null,null,null,null,null,null,null,null,null,null,null,null,null,null,null,null,null,null,null,null,null,null,null,null,null,null,null,null,null,null,null,null,null,null,null,null,8,"New Mexico",6.98,6.8297455968688849]
[null,null,null,null,null,null,null,null,null,null,null,null,null,null,null,null,null,null,null,null,null,null,null,null,null,null,null,null,null,null,null,null,null,null,null,null,2,"New York",9.32,9.1193737769080236]
[null,null,null,null,null,null,null,null,null,null,null,null,null,null,null,null,null,null,null,null,null,null,null,null,null,null,null,null,null,null,null,null,null,null,null,null,5,"North Carolina",9.64,9.4324853228962819]
[null,null,null,null,null,null,null,null,null,null,null,null,null,null,null,null,null,null,null,null,null,null,null,null,null,null,null,null,null,null,null,null,null,null,null,null,4,"North Dakota",7,6.8493150684931505]
[null,null,null,null,null,null,null,null,null,null,null,null,null,null,null,null,null,null,null,null,null,null,null,null,null,null,null,null,null,null,null,null,null,null,null,null,3,"Ohio",8.5500000000000007,8.3659491193737772]
[null,null,null,null,null,null,null,null,null,null,null,null,null,null,null,null,null,null,null,null,null,null,null,null,null,null,null,null,null,null,null,null,null,null,null,null,7,"Oklahoma",8.94,8.7475538160469668]
[null,null,null,null,null,null,null,null,null,null,null,null,null,null,null,null,null,null,null,null,null,null,null,null,null,null,null,null,null,null,null,null,null,null,null,null,9,"Oregon",9.6,9.393346379647749]
[null,null,null,null,null,null,null,null,null,null,null,null,null,null,null,null,null,null,null,null,null,null,null,null,null,null,null,null,null,null,null,null,null,null,null,null,2,"Pennsylvania",10.42,10.195694716242661]
[null,null,null,null,null,null,null,null,null,null,null,null,null,null,null,null,null,null,null,null,null,null,null,null,null,null,null,null,null,null,null,null,null,null,null,null,1,"Rhode Island",13.33,13.043052837573386]
[null,null,null,null,null,null,null,null,null,null,null,null,null,null,null,null,null,null,null,null,null,null,null,null,null,null,null,null,null,null,null,null,null,null,null,null,5,"South Carolina",9.68,9.4716242661448131]
[null,null,null,null,null,null,null,null,null,null,null,null,null,null,null,null,null,null,null,null,null,null,null,null,null,null,null,null,null,null,null,null,null,null,null,null,4,"South Dakota",6.98,6.8297455968688849]
[null,null,null,null,null,null,null,null,null,null,null,null,null,null,null,null,null,null,null,null,null,null,null,null,null,null,null,null,null,null,null,null,null,null,null,null,6,"Tennessee",9.0399999999999991,8.8454011741682965]
[null,null,null,null,null,null,null,null,null,null,null,null,null,null,null,null,null,null,null,null,null,null,null,null,null,null,null,null,null,null,null,null,null,null,null,null,7,"Texas",7.07,6.9178082191780828]
[null,null,null,null,null,null,null,null,null,null,null,null,null,null,null,null,null,null,null,null,null,null,null,null,null,null,null,null,null,null,null,null,null,null,null,null,8,"Utah",7.05,6.8982387475538154]
[null,null,null,null,null,null,null,null,null,null,null,null,null,null,null,null,null,null,null,null,null,null,null,null,null,null,null,null,null,null,null,null,null,null,null,null,1,"Vermont",11.9,11.643835616438356]
[null,null,null,null,null,null,null,null,null,null,null,null,null,null,null,null,null,null,null,null,null,null,null,null,null,null,null,null,null,null,null,null,null,null,null,null,5,"Virginia",9.69,9.4814090019569459]
[null,null,null,null,null,null,null,null,null,null,null,null,null,null,null,null,null,null,null,null,null,null,null,null,null,null,null,null,null,null,null,null,null,null,null,null,9,"Washington",10.4,10.176125244618396]
[null,null,null,null,null,null,null,null,null,null,null,null,null,null,null,null,null,null,null,null,null,null,null,null,null,null,null,null,null,null,null,null,null,null,null,null,6,"West Virginia",9.65,9.4422700587084147]
[null,null,null,null,null,null,null,null,null,null,null,null,null,null,null,null,null,null,null,null,null,null,null,null,null,null,null,null,null,null,null,null,null,null,null,null,3,"Wisconsin",8.0299999999999994,7.8571428571428568]
[null,null,null,null,null,null,null,null,null,null,null,null,null,null,null,null,null,null,null,null,null,null,null,null,null,null,null,null,null,null,null,null,null,null,null,null,8,"Wyoming",7.29,7.1330724070450096]

{"sheet":"eGrid Emissions","index":13,"n_rows":113,"n_cols":16,"rows_kept":113,"cut":false,"hidden":true,"merged":[]}
[]
[null,null,"Emissions Calculations"]
[null,null,"ST10 data from eGRID 9th edition Version 1.0 State File (Year 2010 Data)"]
[null,null,"ST16 Data from eGrid 2016 "]
[null,null,"Non-baseload values\nhttps://www.epa.gov/energy/emissions-generation-resource-integrated-database-egrid"]
[null,null,"https://www.epa.gov/energy/emissions-generation-resource-integrated-database-egrid",null,null,null,null,null,null,null,"2016 eGrid methodology"]
[null,null,null,"NOx","SOx","CH4","N2O","CO2","CO2e",null,"100-year Global warming potentials"]
[null,"eGrid Year","State","lb/MWh","lb/MWh","lb/GWh","lb/GWh","lb/MWh","lb/MWh",null,null,"CH4","N2O","CO2"]
[null,{"$f":"eGridValue","v":"2016 (default)"},{"$f":"StateInput","v":"Nationwide"},{"$f":"SUMIFS(D10:D113,$C$10:$C$113,$C9,$B$10:$B$113,$B9)","v":1.0940000000000001},{"$f":"SUMIFS(E10:E113,$C$10:$C$113,$C9,$B$10:$B$113,$B9)","v":1.282},0.111,1.7999999999999999E-2,1500.9549999999999,1500.9629109999998,null,{"$f":"GWPValue","v":"SAR (default)"},{"$f":"VLOOKUP($K9,$K$10:$N$13,2,FALSE)","v":21},{"$f":"VLOOKUP($K9,$K$10:$N$13,3,FALSE)","v":310},{"$f":"VLOOKUP($K9,$K$10:$N$13,4,FALSE)","v":1},null,"eGrid year options"]
[null,2010,"Nationwide",1.393,3.4026000000000001,31.274100000000001,18.344200000000001,1520.1999000000001,{"$f":"F10*$L$9/1000+G10*$M$9/1000+H10*$N$9","v":1526.5433581},null,"SAR (default)",21,310,1,null,2010]
[null,2010,"Alaska",6.9664000000000001,0.38200000000000001,40.127200000000002,8.0684000000000005,1396.8389,1400.1827751999999,null,"TAR",23,296,1,null,"2016 (default)"]
[null,2010,"Alabama",1.3311999999999999,4.9710999999999999,25.6038,19.024100000000001,1452.3085000000001,1458.7436508000001,null,"AR4",25,298,1]
[null,2010,"Arkansas",0.79590000000000005,1.048,30.544799999999999,13.1935,1240.2391,1244.9705257999999,null,"AR5",34,298,1]
[null,2010,"Arizona",0.60050000000000003,0.38619999999999999,19.850100000000001,7.9558999999999997,1111.3855000000001,1114.2686811000001]
[null,2010,"California",0.24560000000000001,3.5700000000000003E-2,37.905999999999999,4.8093000000000004,934.25220000000002,936.53910900000005,null,"https://www.epa.gov/sites/production/files/2018-02/documents/egrid2016_technicalsupportdocument_0.pdf"]
[null,2010,"Colorado",1.9486000000000001,1.5075000000000001,24.420100000000001,21.9254,1772.7956999999999,1780.1053961]
[null,2010,"Connecticut",0.8538,0.7107,84.936999999999998,17.5868,1347.6693,1354.9048849999999]
[null,2010,"District of Columbia",3.8209,8.9021000000000008,97.392099999999999,19.484000000000002,2265.2926000000002,2273.3778741000001]
[null,2010,"Delaware",1.4703999999999999,4.7281000000000004,22.998200000000001,18.9193,1499.5858000000001,1505.9337452]
[null,2010,"Florida",1.0196000000000001,1.7238,38.6571,11.8161,1313.6271999999999,1318.1019901,null,1,"Metric ton"]
[null,2010,"Georgia",1.5626,5.9676999999999998,26.573399999999999,22.813099999999999,1626.0562,1633.6863023999999,null,2204.62,"Pounds"]
[null,2010,"Hawaii",5.1001000000000003,3.5137,114.88590000000001,19.807200000000002,1618.7655,1627.3183359]
[null,2010,"Iowa",2.7822,6.9930000000000003,27.596,35.250999999999998,2230.3942999999999,2241.9016259999999]
[null,2010,"Idaho",0.62080000000000002,1.141,62.7911,12.5328,706.69140000000004,711.89518110000006,null,"Natural Gas Emissions"]
[null,2010,"Illinois",1.8141,4.2957000000000001,25.323599999999999,31.855899999999998,2061.2963,2071.7034245999998,null,53.06,"kg CO2 per MMBTU",null,null,{"$f":"K25/1000","v":5.3060000000000003E-2},{"$f":"\"tons of\"&RIGHT(L25,LEN(L25)-2)","v":"tons of CO2 per MMBTU"}]
[null,2010,"Indiana",1.9765999999999999,8.4793000000000003,24.3,31.398,2016.8701000000001,2027.1137800000001,null,{"$f":"1/1000","v":1E-3},"kg of CH4 per MMBTU",null,null,{"$f":"K26/1000","v":9.9999999999999995E-7},{"$f":"\"tons of\"&RIGHT(L26,LEN(L26)-2)","v":"tons of of CH4 per MMBTU"}]
[null,2010,"Kansas",2.6381000000000001,2.2488999999999999,26.973299999999998,29.4833,2115.8924999999999,2125.5987623000001,null,{"$f":"0.1/1000","v":1E-4},"kg of N2O per MMBTU",null,null,{"$f":"K27/1000","v":1.0000000000000001E-7},"tons of of N2O per MMBTU"]
[null,2010,"Kentucky",2.2395,6.4824000000000002,25.796900000000001,35.112200000000001,2132.0077999999999,2143.4343168999999,null,"https://www.epa.gov/sites/production/files/2018-03/documents/emission-factors_mar_2018_0.pdf"]
[null,2010,"Louisiana",1.7669999999999999,1.5137,28.439699999999998,7.1870000000000003,1241.1778999999999,1244.0031036999999]
[null,2010,"Massachusetts",0.63800000000000001,1.5577000000000001,45.116799999999998,10.2529,1148.2764,1152.4022517999999]
[null,2010,"Maryland",1.8237000000000001,2.9849000000000001,53.191899999999997,32.715000000000003,2034.6661999999999,2045.9248799]
[null,2010,"Maine",0.62660000000000005,0.90010000000000001,119.58540000000001,17.467199999999998,758.55489999999998,766.48102540000002]
[null,2010,"Michigan",1.9379,6.1848000000000001,34.455399999999997,26.683599999999998,1758.1151,1767.1105794]
[null,2010,"Minnesota",2.3207,2.3812000000000002,97.357399999999998,34.009700000000002,1776.4333999999999,1789.0209123999998]
[null,2010,"Missouri",1.7704,6.5876000000000001,23.423100000000002,27.674399999999999,1887.8581999999999,1896.9291490999999]
[null,2010,"Mississippi",1.4342999999999999,2.3883999999999999,23.4194,10.8636,1298.0581,1301.9176233999999]
[null,2010,"Montana",3.4817999999999998,7.5715000000000003,27.453099999999999,38.381700000000002,2407.2152999999998,2419.6901420999998]
[null,2010,"North Carolina",1.4805999999999999,4.1864999999999997,29.933199999999999,24.693100000000001,1697.3602000000001,1705.6436582000001]
[null,2010,"North Dakota",4.0396999999999998,12.155200000000001,28.0276,39.308,2435.1795999999999,2447.9536595999998]
[null,2010,"Nebraska",3.6391,5.2496,25.675999999999998,36.083399999999997,2245.8521000000001,2257.5771500000001]
[null,2010,"New Hampshire",0.69089999999999996,4.1104000000000003,44.8352,11.9954,1156.5112999999999,1161.1714132]
[null,2010,"New Jersey",0.76619999999999999,1.4158999999999999,25.617699999999999,11.547700000000001,1261.5311999999999,1265.6489586999999]
[null,2010,"New Mexico",2.2166999999999999,0.55920000000000003,23.069099999999999,18.321300000000001,1616.4088999999999,{"$f":"F43*$L$9/1000+G43*$M$9/1000+H43*$N$9","v":1622.5729540999998}]
[null,2010,"Nevada",0.9173,0.38109999999999999,19.4787,8.9003999999999994,1183.4011,1186.5692767]
[null,2010,"New York",0.87429999999999997,1.3821000000000001,33.136200000000002,8.5126000000000008,1286.4025999999999,1289.7373662]
[null,2010,"Ohio",2.1291000000000002,11.9818,23.570499999999999,30.035,1927.5092,1937.3150304999999]
[null,2010,"Oklahoma",1.9142999999999999,1.4423999999999999,26.8492,11.2026,1389.3364999999999,1393.3731392]
[null,2010,"Oregon",0.41039999999999999,0.23400000000000001,72.404399999999995,10.1607,804.35609999999997,809.02640939999992]
[null,2010,"Pennsylvania",1.8368,6.5049000000000001,30.8386,22.302299999999999,1634.9703,1642.5316235999999]
[null,2010,"Rhode Island",0.25259999999999999,1.8100000000000002E-2,19.0871,1.9383999999999999,966.91840000000002,967.92013310000004]
[null,2010,"South Carolina",1.3932,5.6121999999999996,32.836799999999997,25.435199999999998,1667.1465000000001,1675.7209848]
[null,2010,"South Dakota",4.1520999999999999,2.9098000000000002,29.148,18.2667,1898.2354,1904.5101850000001]
[null,2010,"Tennessee",1.3854,5.4150999999999998,24.2776,32.420400000000001,2007.6542999999999,2018.2144535999998]
[null,2010,"Texas",0.61850000000000005,0.629,21.274100000000001,7.6508000000000003,1215.2929999999999,1218.1115040999998]
[null,2010,"Utah",1.6586000000000001,0.98429999999999995,20.9986,18.075700000000001,1478.3097,1484.3541376000001]
[null,2010,"Virginia",1.5427,4.1113,46.027999999999999,20.658300000000001,1560.2185999999999,1567.5892609999999]
[null,2010,"Vermont",1.2286999999999999,1.5900000000000001E-2,1058.2409,141.3527,115.083,181.1253959]
[null,2010,"Washington",0.93689999999999996,0.29970000000000002,46.342500000000001,15.703200000000001,1234.836,1240.6771845000001]
[null,2010,"Wisconsin",1.4296,3.9382000000000001,35.666200000000003,29.790500000000002,1920.9926,1930.9766452000001]
[null,2010,"West Virginia",1.7991999999999999,5.4051999999999998,22.853999999999999,34.017499999999998,2035.0360000000001,2046.061359]
[null,2010,"Wyoming",2.7818999999999998,2.9573,24.791399999999999,36.099600000000002,2205.8870000000002,2217.5984954]
[null,"2016 (default)","Nationwide",1.0940000000000001,1.282,0.111,1.7999999999999999E-2,1500.9549999999999,1500.9629109999998]
[null,"2016 (default)","Alaska",9.24,0.94799999999999995,103,15,1395.1469999999999,{"$f":"F63*$L$9/1000+G63*$M$9/1000+H63*$N$9","v":1401.96}]
[null,"2016 (default)","Alabama",0.755,1.0069999999999999,92,13,1314.008,1319.97]
[null,"2016 (default)","Arkansas",1.3580000000000001,2.3109999999999999,124,18,1455.7840000000001,1463.9680000000001]
[null,"2016 (default)","Arizona",0.871,0.34699999999999998,95,14,1400.953,1407.288]
[null,"2016 (default)","California",0.74299999999999999,2.3E-2,36,4,884.75099999999998,886.74699999999996]
[null,"2016 (default)","Colorado",1.2130000000000001,0.80500000000000005,146,21,1681.4780000000001,1691.0540000000001]
[null,"2016 (default)","Connecticut",0.94199999999999995,0.19900000000000001,130,17,1039.569,1047.569]
[null,"2016 (default)","District of Columbia",4.5030000000000001,0.11,25,3,619.57799999999997,621.03300000000002]
[null,"2016 (default)","Delaware",0.40600000000000003,0.17100000000000001,40,5,995.16800000000001,997.55799999999999]
[null,"2016 (default)","Florida",0.60899999999999999,0.434,80,11,1205.6610000000001,1210.751]
[null,"2016 (default)","Georgia",0.78100000000000003,0.65600000000000003,140,21,1585.204,1594.654]
[null,"2016 (default)","Hawaii",6.4020000000000001,7.0750000000000002,151,24,1605.47,1616.0810000000001]
[null,"2016 (default)","Iowa",1.427,2.0489999999999999,91,29,1845.556,1856.4570000000001]
[null,"2016 (default)","Idaho",0.77,0.29499999999999998,33,6,776.54200000000003,779.09500000000003]
[null,"2016 (default)","Illinois",0.89800000000000002,2.6779999999999999,122,29,1973.172,1984.7239999999999]
[null,"2016 (default)","Indiana",1.821,2.0409999999999999,198,29,1985.7149999999999,1998.8629999999998]
[null,"2016 (default)","Kansas",1.7370000000000001,0.83499999999999996,226,33,2196.0540000000001,2211.0300000000002]
[null,"2016 (default)","Kentucky",1.534,1.9450000000000001,174,32,2026.4739999999999,2040.048]
[null,"2016 (default)","Louisiana",1.194,1.0049999999999999,71,10,1210.6969999999999,1215.2879999999998]
[null,"2016 (default)","Massachusetts",0.44400000000000001,0.222,66,9,1044.5039999999999,1048.6799999999998]
[null,"2016 (default)","Maryland",1.2070000000000001,1.97,135,29,1895.8230000000001,1907.6480000000001]
[null,"2016 (default)","Maine",0.58899999999999997,0.51500000000000001,117,17,694.601,702.32799999999997]
[null,"2016 (default)","Michigan",1.401,2.9180000000000001,109,26,1824.82,1835.1689999999999]
[null,"2016 (default)","Minnesota",1.048,0.91,161,23,1469.732,1480.2429999999999]
[null,"2016 (default)","Missouri",1.6659999999999999,2.7269999999999999,133,30,1899.289,1911.3820000000001]
[null,"2016 (default)","Mississippi",0.68200000000000005,0.113,35,6,1091.6220000000001,1094.2170000000001]
[null,"2016 (default)","Montana",2.3860000000000001,1.171,230,33,2203.058,2218.1179999999999]
[null,"2016 (default)","North Carolina",0.90700000000000003,0.76200000000000001,137,20,1484.1759999999999,1493.2529999999999]
[null,"2016 (default)","North Dakota",3.0089999999999999,3.2839999999999998,140,32,2128.1889999999999,2141.049]
[null,"2016 (default)","Nebraska",2.407,5.0540000000000003,215,35,2164.9749999999999,2180.3399999999997]
[null,"2016 (default)","New Hampshire",0.61699999999999999,0.30099999999999999,156,21,941.42399999999998,951.20999999999992]
[null,"2016 (default)","New Jersey",0.45,0.125,41,5,1020.814,1023.2249999999999]
[null,"2016 (default)","New Mexico",2.9380000000000002,0.61699999999999999,155,22,1714.74,1724.8150000000001]
[null,"2016 (default)","Nevada",0.75800000000000001,0.32300000000000001,49,7,1048.135,1051.3340000000001]
[null,"2016 (default)","New York",0.72799999999999998,0.48399999999999999,43,5,1104.25,1106.703]
[null,"2016 (default)","Ohio",1.5249999999999999,2.9329999999999998,193,31,1978.92,1992.5830000000001]
[null,"2016 (default)","Oklahoma",1.266,2.4369999999999998,111,18,1637.873,1645.7840000000001]
[null,"2016 (default)","Oregon",1.1970000000000001,0.67900000000000005,77,11,1051.6489999999999,1056.6759999999999]
[null,"2016 (default)","Pennsylvania",1.8879999999999999,2.1869999999999998,90,23,1623.6510000000001,1632.671]
[null,"2016 (default)","Rhode Island",0.251,1.9E-2,17,2,905.18100000000004,906.15800000000002]
[null,"2016 (default)","South Carolina",0.65200000000000002,0.48699999999999999,45,20,1541.402,1548.547]
[null,"2016 (default)","South Dakota",0.66700000000000004,0.372,133,19,1591.818,1600.501]
[null,"2016 (default)","Tennessee",0.92400000000000004,1.403,142,26,1794.952,1805.9939999999999]
[null,"2016 (default)","Texas",0.80700000000000005,1.5669999999999999,104,15,1401.807,1408.6410000000001]
[null,"2016 (default)","Utah",1.7,0.64300000000000002,154,22,1610.566,1620.6200000000001]
[null,"2016 (default)","Virginia",0.72299999999999998,0.497,113,16,1168.4739999999999,1175.807]
[null,"2016 (default)","Vermont",2.2200000000000002,0.14699999999999999,907,119,377.7,433.637]
[null,"2016 (default)","Washington",0.98399999999999999,0.33400000000000002,41,18,1341.2940000000001,1347.7350000000001]
[null,"2016 (default)","Wisconsin",0.82599999999999996,0.7,102,24,1734.8630000000001,1744.4450000000002]
[null,"2016 (default)","West Virginia",1.2629999999999999,1.2110000000000001,212,34,2032.829,2047.8209999999999]
[null,"2016 (default)","Wyoming",1.883,1.6759999999999999,254,37,2291.029,2307.8330000000001]

{"sheet":"Building Growth Projections","index":14,"n_rows":70,"n_cols":64,"rows_kept":70,"cut":false,"hidden":true,"merged":[]}
[]
[null,"Residential + Commercial Building Growth Projections by Year"]
[]
[]
[null,"Residential",null,null,null,null,null,null,null,null,null,null,null,null,null,null,null,null,null,null,null,null,null,null,null,null,null,null,null,null,null,null,null,null,"Commercial",null,null,null,"PNNL codes estimator: Inp6_floorspace_default (https://www.energycodes.gov/resource-center/utility-savings-estimators)"]
[null,"New Households","PNNL codes estimator: Inp6_HH_default (https://www.energycodes.gov/resource-center/utility-savings-estimators)",null,null,null,null,null,null,null,null,null,null,null,null,null,null,null,null,null,null,null,null,null,null,null,null,null,null,null,null,null,null,null,"Additonal square footage"]
[null,"State",null,2013,2014,2015,2016,2017,2018,2019,2020,2021,2022,2023,2024,2025,2026,2027,2028,2029,2030,2031,2032,2033,2034,2035,2036,2037,2038,2039,2040,null,null,null,"State",null,2013,2014,2015,2016,2017,2018,2019,2020,2021,2022,2023,2024,2025,2026,2027,2028,2029,2030,2031,2032,2033,2034,2035,2036,2037,2038,2039,2040]
[null,"Selcted Growth Summary",null,{"$f":"OFFSET(D11,MATCH(D9,D11:D18,0),0)","v":0},0,0,0,0,-1.5912835204640322E-2,-9.7584006315889708E-3,-1.2987831166853205E-2,-1.8252902500850824E-2,2.5499495673258332E-3,2.0213114414805163E-2,2.3777922397365561E-2,1.4892309721766965E-2,2.1475633937862145E-3,-9.799272793601984E-3,-1.3727276762737309E-2,-7.0336194308644896E-3,4.5480697684827645E-3,-9.7728398608327282E-3,-1.4808627022680248E-2,1.6033786833463279E-2,1.0522662774516417E-2,6.9233009836295297E-3,6.0036221500886803E-3,-1.6131048882140069E-3,-3.5741305090803426E-3,2.083676246952645E-3,-8.588245458980324E-4,null,null,null,"Selcted Growth Summary",null,{"$f":"OFFSET(AK11,MATCH(AK9,AK11:AK18,0),0)","v":0},{"$f":"OFFSET(AL11,MATCH(AL9,AL11:AL18,0),0)","v":0},0,0,0,3.6055921812718571E-2,1.6136933744621947E-2,-1.376707376945346E-2,-1.0760575241666572E-3,-4.4015064451593151E-3,-3.7974641849532259E-3,2.2494747053155516E-3,2.6171731144944025E-4,-1.4335643286183692E-2,-1.2458140154436449E-2,-4.2439272554802253E-3,4.7854779854713441E-4,1.3358076606514529E-3,1.4214154572156539E-2,3.8267153007099902E-2,3.3334257351884618E-2,3.023598954732962E-2,3.6525868826530784E-2,3.9369226333278357E-2,1.318784940070003E-2,5.6350717467276703E-3,-1.6902826327173557E-3,0]
[null,{"$f":"GrowthTypeRes","v":"PNNL Projections (default)"},null,{"$f":"INDEX(D11:D18,MATCH($B9,$B11:$B18,0))","v":"-"},{"$f":"INDEX(E11:E18,MATCH($B9,$B11:$B18,0))","v":"-"},"-","-",1853483.1582825284,1823988.9862302023,1806189.7709549621,1782731.2831545018,1750191.262857866,1754654.1623113279,1790121.1876525409,1832686.5503344228,1859979.4860649197,1863973.9099223861,1845708.3210988997,1820371.7721518879,1807567.9698838831,1815788.9151221898,1798043.5008336254,1771416.945259226,1799819.4669526971,1818758.3602584503,1831350.171803012,1842344.9062590173,1839373.0106849547,1832798.8514898866,1836617.8109221782,1835040.4784647247,null,null,null,{"$f":"GrowthTypeCom","v":"PNNL Projections (default)"},null,{"$f":"INDEX(AK11:AK18,MATCH($AI9,$AI11:$AI18,0))","v":"-"},{"$f":"INDEX(AL11:AL18,MATCH($AI9,$AI11:$AI18,0))","v":"-"},"-","-",1921684.5075843325,1990972.6139385058,2023100.8070969882,1995248.6290426431,1993101.6267427786,1984328.9770868127,1976793.5588651607,1981240.3059734586,1981758.8308596732,1953349.0431812245,1929013.9470307385,1920827.3521647332,1921746.5598655008,1924313.6436419997,1951666.1352180368,2026350.8418332008,2093897.7422800767,2157208.8125288342,2236002.7386466986,2324032.4365463108,2354681.4263218255,2367950.225099836,2363947.7199592106,2348903.73260157]
[]
[null,{"$f":"'Input Validations'!H5","v":"User-input Annual Increase"},null,"-","-",{"$f":"F14","v":"-"},{"$f":"G14","v":"-"},{"$f":"H14","v":1853483.1582825284},{"$f":"H11+I12*H11","v":1853483.1582825284},1853483.1582825284,1853483.1582825284,1853483.1582825284,1853483.1582825284,1853483.1582825284,1853483.1582825284,1853483.1582825284,1853483.1582825284,1853483.1582825284,1853483.1582825284,1853483.1582825284,1853483.1582825284,1853483.1582825284,1853483.1582825284,1853483.1582825284,1853483.1582825284,1853483.1582825284,1853483.1582825284,1853483.1582825284,1853483.1582825284,1853483.1582825284,1853483.1582825284,null,null,null,{"$f":"'Input Validations'!H5","v":"User-input Annual Increase"},null,"-","-","-","-",{"$f":"AO14","v":1921684.5075843325},{"$f":"AO11+AP12*AO11","v":1921684.5075843325},1921684.5075843325,1921684.5075843325,1921684.5075843325,1921684.5075843325,1921684.5075843325,1921684.5075843325,1921684.5075843325,1921684.5075843325,1921684.5075843325,1921684.5075843325,1921684.5075843325,1921684.5075843325,1921684.5075843325,1921684.5075843325,1921684.5075843325,1921684.5075843325,1921684.5075843325,1921684.5075843325,1921684.5075843325,1921684.5075843325,1921684.5075843325,1921684.5075843325]
[null,{"$f":"B18","v":"Nationwide"},{"$f":"C18","v":"NW"},{"$f":"IFERROR(VLOOKUP(D7,GrowthProjRes,2,FALSE),C11)","v":0},{"$f":"IFERROR(VLOOKUP(E7,GrowthProjRes,2,FALSE),D12)","v":0},0,0,0,0,0,0,0,0,0,0,0,0,0,0,0,0,0,0,0,0,0,0,0,0,0,0,null,null,null,{"$f":"AI18","v":"Nationwide"},{"$f":"AJ18","v":"NW"},{"$f":"IFERROR(VLOOKUP(AK7,GrowthProjRes,2,FALSE),AJ11)","v":0},{"$f":"IFERROR(VLOOKUP(AL7,GrowthProjCom,2,FALSE),AK12)","v":0},0,0,0,0,0,0,0,0,0,0,0,0,0,0,0,0,0,0,0,0,0,0,0,0,0,0]
[]
[null,{"$f":"'Input Validations'!H4","v":"PNNL Projections (default)"},null,"-","-","-","-",{"$f":"IF(B15=\"[statewide]\",H17,VLOOKUP(B15,CSAResData,4,FALSE))","v":1853483.1582825284},{"$f":"I18*H14+H14","v":1823988.9862302023},1806189.7709549621,1782731.2831545018,1750191.262857866,1754654.1623113279,1790121.1876525409,1832686.5503344228,1859979.4860649197,1863973.9099223861,1845708.3210988997,1820371.7721518879,1807567.9698838831,1815788.9151221898,1798043.5008336254,1771416.945259226,1799819.4669526971,1818758.3602584503,1831350.171803012,1842344.9062590173,1839373.0106849547,1832798.8514898866,1836617.8109221782,1835040.4784647247,null,null,null,{"$f":"'Input Validations'!H4","v":"PNNL Projections (default)"},null,"-","-","-","-",{"$f":"IF(AI15=\"[statewide]\",AO17,AO17/H17*H14)","v":1921684.5075843325},{"$f":"AP18*AO14+AO14","v":1990972.6139385058},2023100.8070969882,1995248.6290426431,1993101.6267427786,1984328.9770868127,1976793.5588651607,1981240.3059734586,1981758.8308596732,1953349.0431812245,1929013.9470307385,1920827.3521647332,1921746.5598655008,1924313.6436419997,1951666.1352180368,2026350.8418332008,2093897.7422800767,2157208.8125288342,2236002.7386466986,2324032.4365463108,2354681.4263218255,2367950.225099836,2363947.7199592106,2348903.73260157]
[null,{"$f":"IF(B12=\"Nationwide\",\"[statewide]\",CSAInput)","v":"[statewide]"},null,{"$f":"D18","v":0},{"$f":"E18","v":0.34349293284104493},0.1763705332084706,6.0035750582928274E-2,1.8614949734155301E-2,-1.5912835204640322E-2,-9.7584006315889708E-3,-1.2987831166853205E-2,-1.8252902500850824E-2,2.5499495673258332E-3,2.0213114414805163E-2,2.3777922397365561E-2,1.4892309721766965E-2,2.1475633937862145E-3,-9.799272793601984E-3,-1.3727276762737309E-2,-7.0336194308644896E-3,4.5480697684827645E-3,-9.7728398608327282E-3,-1.4808627022680248E-2,1.6033786833463279E-2,1.0522662774516417E-2,6.9233009836295297E-3,6.0036221500886803E-3,-1.6131048882140069E-3,-3.5741305090803426E-3,2.083676246952645E-3,-8.588245458980324E-4,null,null,null,{"$f":"IF(AI12=\"Nationwide\",\"[statewide]\",CSAInput)","v":"[statewide]"},{"$f":"AJ18","v":"NW"},{"$f":"AK18","v":0},0.24963935203787491,0.24216055500602424,0.10047498945056249,7.5739700496506954E-2,3.6055921812718571E-2,1.6136933744621947E-2,-1.376707376945346E-2,-1.0760575241666572E-3,-4.4015064451593151E-3,-3.7974641849532259E-3,2.2494747053155516E-3,2.6171731144944025E-4,-1.4335643286183692E-2,-1.2458140154436449E-2,-4.2439272554802253E-3,4.7854779854713441E-4,1.3358076606514529E-3,1.4214154572156539E-2,3.8267153007099902E-2,3.3334257351884618E-2,3.023598954732962E-2,3.6525868826530784E-2,3.9369226333278357E-2,1.318784940070003E-2,5.6350717467276703E-3,-1.6902826327173557E-3]
[]
[null,"State Level",null,{"$f":"INDEX(D19:D70,MATCH($B18,$B19:$B70,0))","v":1086121.8789307903},{"$f":"INDEX(E19:E70,MATCH($B18,$B19:$B70,0))","v":1459197.0685475538},1716556.4335835231,1819611.1874916644,1853483.1582825284,1823988.9862302023,1806189.7709549621,1782731.2831545018,1750191.262857866,1754654.1623113279,1790121.1876525409,1832686.5503344228,1859979.4860649197,1863973.9099223861,1845708.3210988997,1820371.7721518879,1807567.9698838831,1815788.9151221898,1798043.5008336254,1771416.945259226,1799819.4669526971,1818758.3602584503,1831350.171803012,1842344.9062590173,1839373.0106849547,1832798.8514898866,1836617.8109221782,1835040.4784647247,null,null,null,"State Level",null,{"$f":"INDEX(AK19:AK70,MATCH($AI18,$AI19:$AI70,0))*1000","v":1045760.6314748134},{"$f":"INDEX(AL19:AL70,MATCH($AI18,$AI19:$AI70,0))*1000","v":1306823.6379029048},1623284.7753524638,1786384.2960312613,1921684.5075843325,1990972.6139385058,2023100.8070969882,1995248.6290426431,1993101.6267427786,1984328.9770868127,1976793.5588651607,1981240.3059734586,1981758.8308596732,1953349.0431812245,1929013.9470307385,1920827.3521647332,1921746.5598655008,1924313.6436419997,1951666.1352180368,2026350.8418332008,2093897.7422800767,2157208.8125288342,2236002.7386466986,2324032.4365463108,2354681.4263218255,2367950.225099836,2363947.7199592106,2348903.73260157]
[null,{"$f":"StateInput","v":"Nationwide"},{"$f":"INDEX(C19:C70,MATCH(B18,B19:B70,0))","v":"NW"},0,{"$f":"(E17-D17)/D17","v":0.34349293284104493},{"$f":"(F17-E17)/E17","v":0.1763705332084706},6.0035750582928274E-2,1.8614949734155301E-2,-1.5912835204640322E-2,-9.7584006315889708E-3,-1.2987831166853205E-2,-1.8252902500850824E-2,2.5499495673258332E-3,2.0213114414805163E-2,2.3777922397365561E-2,1.4892309721766965E-2,2.1475633937862145E-3,-9.799272793601984E-3,-1.3727276762737309E-2,-7.0336194308644896E-3,4.5480697684827645E-3,-9.7728398608327282E-3,-1.4808627022680248E-2,1.6033786833463279E-2,1.0522662774516417E-2,6.9233009836295297E-3,6.0036221500886803E-3,-1.6131048882140069E-3,-3.5741305090803426E-3,2.083676246952645E-3,-8.588245458980324E-4,null,null,null,{"$f":"StateInput","v":"Nationwide"},{"$f":"INDEX(AJ19:AJ70,MATCH(AI18,AI19:AI70,0))","v":"NW"},0,{"$f":"(AL17-AK17)/AK17","v":0.24963935203787491},0.24216055500602424,0.10047498945056249,7.5739700496506954E-2,3.6055921812718571E-2,1.6136933744621947E-2,-1.376707376945346E-2,-1.0760575241666572E-3,-4.4015064451593151E-3,-3.7974641849532259E-3,2.2494747053155516E-3,2.6171731144944025E-4,-1.4335643286183692E-2,-1.2458140154436449E-2,-4.2439272554802253E-3,4.7854779854713441E-4,1.3358076606514529E-3,1.4214154572156539E-2,3.8267153007099902E-2,3.3334257351884618E-2,3.023598954732962E-2,3.6525868826530784E-2,3.9369226333278357E-2,1.318784940070003E-2,5.6350717467276703E-3,-1.6902826327173557E-3,-6.3639255769582835E-3]
[null,"Nationwide","NW",{"$f":"SUM(D20:D70)","v":1086121.8789307903},{"$f":"SUM(E20:E70)","v":1459197.0685475538},1716556.4335835231,1819611.1874916644,1853483.1582825284,1823988.9862302023,1806189.7709549621,1782731.2831545018,1750191.262857866,1754654.1623113279,1790121.1876525409,1832686.5503344228,1859979.4860649197,1863973.9099223861,1845708.3210988997,1820371.7721518879,1807567.9698838831,1815788.9151221898,1798043.5008336254,1771416.945259226,1799819.4669526971,1818758.3602584503,1831350.171803012,1842344.9062590173,1839373.0106849547,1832798.8514898866,1836617.8109221782,1835040.4784647247,null,null,null,"Nationwide","NW",{"$f":"SUM(AK20:AK70)","v":1045.7606314748134},{"$f":"SUM(AL20:AL70)","v":1306.8236379029047},1623.2847753524638,1786.3842960312613,1921.6845075843326,1990.9726139385057,2023.1008070969881,1995.2486290426432,1993.1016267427785,1984.3289770868128,1976.7935588651608,1981.2403059734586,1981.7588308596733,1953.3490431812245,1929.0139470307386,1920.8273521647332,1921.7465598655008,1924.3136436419998,1951.6661352180367,2026.3508418332008,2093.8977422800767,2157.2088125288342,2236.0027386466986,2324.0324365463107,2354.6814263218253,2367.9502250998362,2363.9477199592106,2348.90373260157]
[null,"Alabama","AL",18549.758440262238,24939.425364906663,29103.859746863611,30568.423078532433,30936.150119565609,30421.952972805124,30094.189584948297,29650.055079725811,28999.62493600501,28944.872454866811,29454.284789417528,30047.384580814891,30314.15008933744,30153.312921532866,29624.303059682417,28978.170730330021,28599.811100183993,28604.570206207412,28192.105084249251,27618.955784918642,27906.900043383666,28099.532289423303,28192.223967478898,28264.085751226488,28128.663814784566,27947.584375401224,27915.869131913278,27757.839193858992,null,null,null,"Alabama","AL",16.045539198083148,19.886051921771021,24.276146737559259,26.386523892009343,28.189224566810239,28.96883841090775,29.268454711776599,28.8454342944089,28.722030177910039,28.569998529881037,28.518024273607871,28.686176279197536,28.89435124148952,28.729256545092404,28.672557356430762,28.794015912534377,29.003024686424332,29.143382972081817,29.57724294022308,30.472478659238444,31.298230078423384,32.014196303876219,32.991145559492175,34.071487453255827,34.508682667788953,34.780227311526311,34.874448022096388,34.810800403451701]
[null,"Alaska","AK",2053.290796736198,2700.9588062172165,3083.4354808055286,3224.3240318159387,3287.8706346591384,3239.9103492932127,3212.0679625023768,3174.2179434896166,3118.171500721699,3128.1498088905278,3185.2497110338854,3255.6630204603198,3299.7045244446426,3302.9005304958009,3269.1679751705883,3217.7102647303182,3190.523239183628,3199.8997259210387,3163.487794827648,3113.0710100080792,3157.4722429983362,3180.2862717293701,3193.2601078706498,3211.9432168967319,3219.3343088414254,3220.8419538825997,3242.6680683033101,3254.2386425003042,null,null,null,"Alaska","AK",3.0902126142460573,3.9608481706762264,5.0418621034484152,5.6508095895086043,6.1457479898969867,6.4261307994270647,6.5612823077625464,6.4853752962316582,6.4886209438189484,6.4518902700670262,6.4144510394474548,6.4131482090779102,6.3957771374839707,6.2724425291669972,6.1564677696042995,6.0932462116716204,6.0630525464405736,6.0471214452550797,6.1265483844510529,6.3918686463753351,6.6302637473290069,6.8555619745677774,7.1264135513943359,7.4265445265259435,7.5299938292024882,7.5768500091598243,7.5662445128182618,7.5139027313049427]
[null,"Arizona","AZ",32942.376396284264,45259.804393622893,53967.453600315639,57547.376563511745,58956.031087581876,58583.305321194057,58514.850735799853,58181.169010532678,57429.761698568051,57893.564015921002,59565.93015336914,61464.996489390869,62875.227334358715,63410.007405556025,63235.007253355994,62731.738488404895,62669.814199425164,63445.125504923279,63245.518548493936,62732.672095394642,64218.838395700019,65384.813246928104,66407.713659559085,67370.396004571245,67726.503037540548,68032.798572752858,68667.171159546531,69176.217629403327,null,null,null,"Arizona","AZ",31.248344747289238,39.551385582289768,49.94640010247042,55.850174579961987,60.509927496051198,62.867174935712157,63.847515742917359,63.023461151353558,63.121662383106873,63.016775110042701,62.854638608254291,63.052294704506657,62.92985657300148,61.690013787418422,60.555476152481447,60.008056520154589,59.8246082616878,59.880603857666266,60.863034052781117,63.550404782165899,66.103218930169575,68.622602871618966,71.477542511357242,74.51634828714424,75.505046645988017,75.734461438466965,75.296107855023564,74.415639789899359]
[null,"Arkansas","AR",9331.5874675817504,12311.152789117772,14382.153481903671,15128.252704484941,15324.784632771332,15065.750954273724,14912.243236504184,14718.663266401054,14451.132262612089,14497.741850880209,14818.636907525653,15206.680325898571,15458.967646420007,15509.193981659952,15381.246989075586,15188.534392559011,15102.061154441293,15199.222357668395,15079.949383389303,14880.564502165447,15148.694138027626,15356.604280138969,15504.450583287433,15627.183900563028,15626.567209928435,15595.995790562478,15660.962631733659,15710.68779194339,null,null,null,"Arkansas","AR",6.6913250078941786,8.3881775432162708,10.545249525730977,11.733190526865741,12.688094224607491,13.194139182896462,13.421960955435166,13.255617829780894,13.238401962447638,13.16967695853554,13.118029356535782,13.153614969709878,13.146137836980689,12.946378389746592,12.783727675316607,12.724049078904015,12.730833884528648,12.761342432269348,12.965440462691985,13.484962721949616,13.974161054027764,14.459251578618892,15.042006380092491,15.671931734956399,15.908938380415526,16.007341139542856,15.974617145067587,15.854659935418455]
[null,"California","CA",100198.31310812458,131803.79349465767,150468.23092255194,157343.43592027092,160444.43964500472,158104.03092282629,156745.35333376774,154898.31439402408,152163.31016082785,152650.24053025185,155436.65241233777,158872.74380090478,161021.92033887416,161177.88188875225,159531.77060934395,157020.69142332845,155693.99473597374,156151.5568871618,154374.69504257245,151914.41187211947,154081.142786521,155194.44208035871,155827.55089181583,156739.26588659603,157099.94297435318,157173.51437988988,158238.60455130466,158803.2357365581,null,null,null,"California","CA",110.50861198106895,141.64327450846835,180.3012453846882,202.07772158688991,219.77713663390114,229.80386261439838,234.63699465342023,231.9224958369833,232.03856293482556,230.7250430317801,229.38618453695207,229.33959422302954,228.7183900373951,224.30784031939038,220.16048500635191,217.89962872021391,216.81987776070977,216.25016813256869,219.09054253398941,228.57861909562737,237.10382916953176,245.1606839824251,254.84656503475182,265.57950208944402,269.27893648968302,270.95455304303908,270.57529154023069,268.70350524404262]
[null,"Colorado","CO",32763.47468169585,45014.009842842737,53674.370008988684,57234.851315987748,58635.855793607458,58265.154206588966,58197.071380734851,57865.201796524503,57117.875187629004,57579.158711898956,59242.442651821031,61131.195638874109,62533.767876791419,63065.643692675934,62891.593922042339,62391.058282469494,62329.470288641634,63100.571074527419,62902.04813299486,62391.9868192758,63870.082126277914,65029.724862981457,66047.070162178265,67004.524422851435,67358.697528589473,67663.32965021675,68294.257119933885,68800.539087158351,null,null,null,"Colorado","CO",20.750902244520475,26.264653135735411,33.16760853651234,37.088092902864247,40.182467277806929,41.747830550074141,42.398839632991866,41.851614606771172,41.916826514054073,41.84717464712638,41.739505625740158,41.870761932739335,41.789455171744066,40.966120155112833,40.212714502887081,39.849192806969683,39.727371414215689,39.764556076240822,40.416952646547543,42.201538926276385,43.896771018153778,45.569803311807227,47.465666080133687,49.483627738691951,50.140186771165659,50.292532886477588,50.001438032265888,49.41675084654225]
[null,"Connecticut","CT",4185.5518191762803,5316.7154827486838,6112.8853589585915,6369.003264380467,6371.8118197049407,6171.3684898643423,6013.9152510803133,5827.8550175400578,5590.3928130054246,5464.4194808592883,5425.0520409596029,5415.0491829118901,5346.6568692630872,5216.360752558161,5053.6207997386937,4867.3064317263215,4693.2305567812455,4564.4452624888618,4377.3678582175507,4175.2602094720614,4105.131537923462,4013.2184455074521,3892.6289691555244,3753.108426417793,3600.1432602756418,3447.1127889133181,3324.1272659166862,3182.9238901882682,null,null,null,"Connecticut","CT",12.255764622235837,14.621993233974964,17.558062634201988,18.504529658922468,19.582915760097347,20.065572063632899,20.428349523882506,20.058243226052106,20.055102295660326,20.004847409391985,19.942290545755871,19.921612754010042,19.892297403686843,19.621392157396549,19.415399472536205,19.364359353669911,19.431889357093002,19.496801918522944,19.786814491363181,20.483577549937827,21.027481996112918,21.522702021215562,22.210565777013514,23.129549660806003,23.385273743536061,23.460132584539945,23.376897929158002,23.276388156621312]
[null,"Delaware","DE",5997.9514175277282,8390.2758380463238,10109.656417692882,10874.195806385422,11136.198110603105,10967.56601459625,10849.141016255549,10697.396763573619,10494.973491491346,10536.446141839653,10777.944179715761,11066.710000274274,11258.795751206004,11303.116898138105,11214.928879562389,11076.746826592604,11016.028034279954,11087.594377295041,11002.27598156649,10856.840993245358,11048.774008456256,11189.92791134984,11293.281318966172,11391.777311415883,11400.074045667994,11388.369864156379,11443.060717198619,11478.307023944693,null,null,null,"Delaware","DE",2.2335967309759623,2.817430274888503,3.5676922495322798,3.9892618086607508,4.3272391423650856,4.5018087260790525,4.5772492605425699,4.5161302748768364,4.5105680545539366,4.4883939594179445,4.4730347527111842,4.4890670348183628,4.4919556500784896,4.4210677228372441,4.3624166803063762,4.3397097338117199,4.3395227684227144,4.3457113227987794,4.4149539546167826,4.5960486304070223,4.7660749551681674,4.9294079190029336,5.1295730644716855,5.3491545655886057,5.4274276256955476,5.4589593385512414,5.446236343829451,5.4024490497244804]
[null,"District of Columbia","DC",5385.3784082719048,7533.3738458796461,9077.1534473901975,9763.6101439393187,9998.8540553734983,9847.4444180558148,9741.1142088447305,9604.8676531316378,9423.1179451200042,9460.3549782621703,9677.1887317029577,9936.4627915991823,10108.930753340495,10148.725365050836,10069.54402161446,9945.4745531123463,9890.9569936434036,9955.2142394267157,9878.6094431887486,9748.0277843205058,9920.3586092969654,10047.09641158476,10139.894297238148,10228.330857342637,10235.780243039546,10225.27141393917,10274.37666981753,10306.023258145493,null,null,null,"District of Columbia","DC",4.722733744270152,5.9571957850825932,7.5435553528388981,8.4349252025714296,9.1495470215183428,9.5186582636219708,9.678170297668041,9.5489398542240274,9.537179053696466,9.4902939799966788,9.4578183576995691,9.4917171356907719,9.4978248455445797,9.347938878484932,9.2239266725859217,9.1759149339616446,9.1755196129355081,9.1886047389006258,9.3350118809302742,9.7179198268460638,10.077424768014577,10.422777216447404,10.846007907029119,11.310292686175105,11.475793833767142,11.542464724825063,11.515563128996472,11.422978944675309]
[null,"Florida","FL",87767.994082299716,122774.86575675615,147934.55346256983,159122.05463944838,162955.93308983522,160488.34044459232,158755.42801666085,156534.95510110992,153572.89633979378,154179.76543174914,157713.60505193297,161939.11390748763,164749.90377180753,165398.45490049623,164108.00005121808,162085.98273845846,161197.48494422698,162244.71489542071,160996.25122338565,158868.10174271013,161676.65662596587,163742.1610042864,165254.5309180452,166695.82229916475,166817.22837134692,166645.96113989726,167446.25212794027,167962.01116407922,null,null,null,"Florida","FL",85.117780995803329,107.36647747694363,135.95741941448142,152.02256891562507,164.90219050211488,171.55467856722831,174.42956229248622,172.10044335868997,171.88847857349433,171.04346937940366,170.45816157759469,171.06911889962902,171.17919809059615,168.47780487019583,166.24273417722586,165.37741911295677,165.3702942462275,165.60612733496612,168.24482172814899,175.14596764211365,181.62532144570599,187.8496050203907,195.47748734074037,203.845287070924,206.8281125271302,208.02972130102057,207.54487412009414,205.87623033210059]
[null,"Georgia","GA",35533.983685404412,49706.958924997431,59893.177054010725,64422.578556873807,65974.77279045881,64975.736664418786,64274.145126567179,63375.158552018351,62175.931558165415,62421.630193963079,63852.349908175762,65563.100669951367,66701.084535552611,66963.65867168206,66441.20168675881,65622.56237576087,65262.842793983313,65686.827099306422,65181.370774164519,64319.762511185247,65456.841516404282,66293.087116509385,66905.389225082239,67488.914289749795,67538.067075265048,67468.727368099469,67792.73530755438,68001.546883657793,null,null,null,"Georgia","GA",46.448445937817581,58.589474094344695,74.191441219903112,82.95813155601067,89.986491552720594,93.616728720905627,95.185541720115936,93.914550469950285,93.798882101359155,93.337763831950639,93.018363614143652,93.351760676553255,93.41183046797282,91.937690570449689,90.718021083826969,90.24582197910803,90.241933966718406,90.370627176814722,91.810552565309266,95.57648136589188,99.112239833009227,102.5088074565783,106.67131352090183,111.23758967188706,112.86530605880006,113.52101934830891,113.25644010519549,112.34586760354728]
[null,"Hawaii","HI",5807.1822048389786,7638.937426885529,8720.6700981495269,9119.1355700611111,9298.8600892551713,9163.2172878756883,9084.4725658085608,8977.4239406390989,8818.9116122325577,8847.1325801171497,9008.6243357671683,9207.7694924760872,9332.3290719660654,9341.3681177243907,9245.9646340484796,9100.4303040619579,9023.5390954673458,9050.0579728771845,8947.0765936076368,8804.4862425016072,8930.0632189843272,8994.5865791815959,9031.279594358939,9084.1197563271253,9105.0234771657797,9109.2874467253951,9171.0167563128161,9203.7410215183863,null,null,null,"Hawaii","HI",4.1821419075486057,5.3604172889779393,6.8234084275321756,7.6475280331567959,8.3173533443269569,8.6968096615027406,8.8797170719095568,8.7769882523660012,8.7813807523284186,8.7316712633171321,8.6810028482577053,8.6792396616530763,8.65573050692465,8.4888155083528289,8.3318609674422621,8.2463000174701264,8.2054373945803238,8.1838770250464901,8.2913695417323829,8.6504409471107557,8.9730731626600662,9.2779807128680805,9.6445379280415544,10.050720442171755,10.190723645199197,10.254136496769293,10.239783539145623,10.168946743977077]
[null,"Idaho","ID",9869.9646529897946,13560.42636974657,16169.351386169672,17241.942892080508,17663.994118549239,17552.320628596608,17531.810744001516,17431.835356855274,17206.703948001435,17345.665157817639,17846.727815377828,18415.712802518326,18838.236315240942,18998.463383754315,18946.031060848883,18795.245189748781,18776.691866939309,19008.985223322456,18949.180381657457,18795.524910552096,19240.799673854639,19590.140912308649,19896.615187107331,20185.047345219617,20291.741646377697,20383.511774602419,20573.578056802555,20726.095003478647,null,null,null,"Idaho","ID",5.4516117729520488,6.9001670655109359,8.7136897975634984,9.7436671197747451,10.556611423283917,10.967858738869539,11.138889797611581,10.995124559828415,11.012256827008461,10.993958107594882,10.96567164093166,11.000154885085534,10.978794228558927,10.762490242502814,10.564557879124873,10.469054602504212,10.437050069346599,10.446819106802453,10.618214681867476,11.087055576483875,11.532421619900392,11.971955402149232,12.470030505868602,13.000183046010177,13.172672170044139,13.212696062307298,13.136220537746174,12.982613359242556]
[null,"Illinois","IL",15948.673080223309,21147.024999966365,24740.246817971474,26056.246370577024,26426.694328000209,26032.771107171327,25860.075782197709,25589.423135891284,25148.081309813912,25194.783297038539,25631.852892026469,26187.265599017661,26483.35043716972,26428.020024020803,26090.557565196093,25607.972258125468,25164.394853707356,24845.977701036642,24171.941238741216,23382.627566043328,23307.90693437084,23102.113868821489,22750.273520961993,22324.478013539294,21776.378281451147,21142.199130553898,20720.462093031205,20261.297417694062,null,null,null,"Illinois","IL",42.13457164327594,52.30393830430549,63.560142270554365,68.79730128655757,73.214369517192182,75.412509125177493,76.272266306341848,75.083230249234035,74.80867188315348,74.342711209648584,73.963490907673105,74.084401728592837,74.313319844089065,73.65046091675444,73.143878030687603,73.17279148786406,73.417958488385082,73.55846355301118,74.382616559635935,76.778371284025596,78.779851592372665,80.627206447175823,82.951991776677829,85.627800813553492,86.683500431781454,87.348748901031456,87.583640871316248,87.44098521896629]
[null,"Indiana","IN",17123.964069106565,22705.393385795833,26563.407215181298,27976.385520048669,28374.132560224356,27951.180315512222,27765.758711791597,27475.161107386069,27001.29588148748,27051.439435572996,27520.717600761109,28117.059828744706,28434.963776265595,28375.555949550173,28013.225178173809,27495.077153131937,27018.811604461171,26676.929627578596,25953.22201230827,25105.742168527813,25025.515217637007,24804.556831794347,24426.788634747347,23969.615368155362,23381.125023450593,22700.211887999394,22247.396168420488,21754.394690320962,null,null,null,"Indiana","IN",28.363482191287353,35.209135034961463,42.786407765800966,46.311875349545879,49.285287234636193,50.76499596771415,51.343753661117177,50.543337240224048,50.358514397055608,50.044846386456392,49.789568882445678,49.870961709811425,50.02506117348014,49.578848321479029,49.237834894571186,49.257298396767347,49.422336026959535,49.516918996309457,50.071709236594899,51.68444537724492,53.031770124310995,54.275343144794277,55.840305234599185,57.641563892388831,58.352223005633562,58.800044411535183,58.958165259955202,58.862134592094826]
[null,"Iowa","IA",10202.770140724582,13357.300341015491,15481.309582799133,16189.770426946357,16288.920209626249,15843.097420303293,15566.40703138318,15282.696486485122,14977.775121313871,15046.174421668295,15336.431544662135,15682.68995194436,15947.595725737076,16012.818090267952,15821.709656324321,15587.238157223774,15494.459245716014,15604.678355864633,15499.613959279422,15324.670634052425,15623.502551374464,15834.884246224638,15993.394131495983,16127.028618747643,16111.306255573296,16049.854239724533,16022.918219631358,15861.764823654768,null,null,null,"Iowa","IA",11.323133023733041,13.889433329337351,16.702893295133297,17.862301242594999,18.928407219440352,19.428047059053529,19.685724732075919,19.347912134366354,19.30572095493741,19.267210885123077,19.235213547703818,19.272024643849871,19.318321676310489,19.120532825094955,18.989853433776457,19.014488551966508,19.130868248243655,19.214117957989352,19.468680845953219,20.133970618223643,20.675093731570648,21.15406272488643,21.81057446653741,22.624949178199358,22.882060526665651,22.993768045355029,22.974654591586884,22.866345020234064]
[null,"Kansas","KS",6838.5812172728529,8952.9590459884312,10376.612573984507,10851.470573834966,10917.927411750481,10619.107060880591,10433.650594590483,10243.488748668087,10039.10998762141,10084.955788734906,10279.505590612964,10511.591211253524,10689.14883766471,10732.865243197228,10604.771546210684,10447.61301302619,10385.426360495085,10459.302604500455,10388.881395438431,10271.622639092517,10471.91984355105,10613.602040458316,10719.846002560524,10809.41680361693,10798.878620749705,10757.689355917648,10739.635027677712,10631.619207304933,null,null,null,"Kansas","KS",9.5211093447962671,11.678994955609946,14.044705922301272,15.019599515785643,15.916039711039922,16.336164206265998,16.552833682409798,16.268782380168535,16.233305729679053,16.200924357420202,16.174019246646303,16.204972028952561,16.243901105160816,16.077589424846042,15.967707047658827,15.988421601971476,16.086280013724338,16.156280921401564,16.370331315965601,16.929743331569831,17.384749231471805,17.787492548941291,18.339523516457106,19.024294300401678,19.240487579894612,19.334417369277833,19.318345732311123,19.22727312283309]
[null,"Kentucky","KY",12614.378989183331,16959.539626271115,19791.47696598171,20787.422922842929,21037.488080030922,20687.818961412373,20464.930258763252,20162.905788251028,19720.594241968312,19683.360951308518,20029.776257496003,20433.101485217197,20614.509843529926,20505.135859131824,20145.393660445669,19706.004753799629,19448.709124627989,19451.9454560995,19171.45709367927,18781.698784835276,18977.509313351562,19108.504882102872,19171.537937757053,19220.406055255735,19128.315172496863,19005.175850608313,18983.608556221188,18876.143570266053,null,null,null,"Kentucky","KY",13.4622003590822,16.684388852072644,20.36767647961274,22.138281987829679,23.650747064386373,24.304842738105389,24.556220683299362,24.201306738415109,24.097770738724826,23.970216252619906,23.926609874371977,24.067689333409408,24.242348035589629,24.103833657625611,24.056263063173315,24.158166738544164,24.333525008289861,24.451285548478133,24.815293871713568,25.566396247845098,26.259201326853731,26.859896676408162,27.679556673956228,28.585963049623182,28.952769643120519,29.180595480276843,29.259646615175505,29.20624629101092]
[null,"Louisiana","LA",16689.439058705666,22018.358069320137,25722.319477050973,27056.709531291617,27408.204670957883,26944.925855166162,26670.379031310513,26324.163435599068,25845.687249252253,25929.04797277915,26502.965166475235,27196.976448646161,27648.189479200097,27738.018713940841,27509.18695911887,27164.522651295392,27009.86623910526,27183.637956485887,26970.319585683825,26613.721971829476,27093.268804895215,27465.113751803619,27729.535199389393,27949.042354657438,27947.939410404935,27893.262771278016,28009.455234814341,28098.388123659646,null,null,null,"Louisiana","LA",12.318576634656228,15.44244342776754,19.413563720344648,21.600535993050649,23.358491908429251,24.290109128024739,24.709523812074654,24.403289913915032,24.371595895043345,24.245074731236556,24.149992674621519,24.215504976364322,24.201739745647927,23.833987162064453,23.534550908703043,23.424683974651877,23.4371746469686,23.493340187113859,23.869080003335238,24.825508626444211,25.726111591647836,26.619152177013451,27.69199046729187,28.851668669867497,29.287992495352974,29.469149729225425,29.408905602201241,29.188067116819195]
[null,"Maine","ME",3308.7347829000228,4202.9348120735231,4832.3177647450693,5034.7823999480879,5037.0026005556183,4878.5494631687279,4754.0805686592566,4606.997461574394,4419.280407835352,4319.6968012293846,4288.5763126206812,4280.6689193352267,4226.603879209325,4123.6030535014188,3994.9549407258728,3847.6709369364053,3710.0616258640407,3608.2551255122935,3460.3679313384673,3300.5991275619695,3245.1614732559506,3172.5029424291583,3077.1753459508891,2966.8824878932214,2845.9614749295783,2724.9888373145568,2627.7671338660994,2516.1439737859878,null,null,null,"Maine","ME",4.6360260171521421,5.5311066379605345,6.6417426975761753,6.9997657084799414,7.4076901567441862,7.5902660505789594,7.7274950033202812,7.5874937485033787,7.5863056190424123,7.5672955476669932,7.5436319692361291,7.5358101169514518,7.5247209086491242,7.4222447426409923,7.3443232521594499,7.3250161484187855,7.3505609318295084,7.3751156073560944,7.4848195609184218,7.7483862796755636,7.9541306979991289,8.1414591096777578,8.4016594616288351,8.7492863397491689,8.8460198800293064,8.8743369655156084,8.8428515348000687,8.8048313920492269]
[null,"Maryland","MD",22848.046872785217,31961.148445296396,38510.799374632144,41423.165709892979,42421.213294948408,41778.841630756309,41327.724286742683,40749.68362642311,39978.59095048665,40136.573066901874,41056.513577415935,42156.511650774562,42888.225520289583,43057.058438742548,42721.123076520737,42194.745017838039,41963.448410672427,42236.066684128957,41911.062600397941,41357.055873969024,42088.187926015744,42625.886677653602,43019.591684129526,43394.793298083263,43426.398117777077,43381.813280526898,43590.14760783907,43724.411661107901,null,null,null,"Maryland","MD",21.022989407524687,26.518129259411868,33.579721590321498,37.547605431295871,40.728705138289541,42.371783523209608,43.081842566066257,42.506580357615611,42.454227801172024,42.245521475316274,42.100958029540138,42.251856574583393,42.279044708938123,41.611835573624376,41.059802062486519,40.846080449710954,40.844320699914526,40.902568418176124,41.554291755281369,43.258785408096571,44.859101872963564,46.396419295118612,48.280407427168974,50.347145575577855,51.083864827850306,51.380646631017029,51.260895657370448,50.8487622550482]
[null,"Massachusetts","MA",9964.5505700259127,12657.513891373881,14552.956914555996,15162.697261999036,15169.38359459471,14692.187807059556,14317.338604837376,13874.384679935883,13309.057992373608,13009.153059195196,12915.430925856497,12891.61710412705,12728.795402856442,12418.599208883685,12031.163917268455,11587.604973982678,11173.182232645528,10866.582856244862,10421.207351196754,9940.0493167204786,9773.0938651470005,9554.2762045387444,9267.1886263091656,8935.0318250725741,8570.8673852745633,8206.5474732241437,7913.7556225376056,7577.5924978433104,null,null,null,"Massachusetts","MA",18.190551063062035,21.702612832804686,26.060457650795335,27.465246113478905,29.065834737996678,29.782214695183757,30.320665140227845,29.771336908415194,29.766674999800088,29.692084461958487,29.599234782041069,29.568543883658329,29.525032736584066,29.122943118531655,28.817199611858001,28.741443596862606,28.841674632087269,28.938020743466012,29.368470305593608,30.402637033376699,31.209924208558224,31.944951800205711,32.965909786912675,34.329906549214115,34.709463608960199,34.820572430953419,34.697031852653268,34.547850776970051]
[null,"Michigan","MI",14180.710914301277,18802.808654588473,21997.710173717049,23167.826905371054,23497.209504574599,23146.953951093372,22993.402463306025,22752.75254113656,22360.334888676571,22401.859809064903,22790.478821115514,23284.322227169039,23547.585100188142,23498.388242889305,23198.33459272347,22769.245432977394,22374.840023290406,22091.720445287549,21492.403112150772,20790.587421470289,20724.149814294335,20541.169577879438,20228.33187433596,19849.737180658471,19362.396082508687,18798.517748460785,18423.531630124766,18015.266849082313,null,null,null,"Michigan","MI",21.526442705147026,26.721945595971352,32.472710830001532,35.14836170525443,37.405030338235662,38.528054128054137,38.967301828431005,38.359826409566267,38.219555256777774,37.981497164577952,37.7877545018492,37.849527524748225,37.966481192608434,37.627828296320097,37.369016421723387,37.383788231547065,37.50904341236604,37.580827083244756,38.001884703756097,39.225869540881874,40.248420607684736,41.192229382452275,42.379956140919916,43.747019995511423,44.286374175685133,44.6262478827027,44.746253577386,44.673371176850971]
[null,"Minnesota","MN",14290.480115706403,18708.863601747682,21683.850925448201,22676.154531861062,22815.028384581514,22190.588000443247,21803.042417573819,21405.664073794531,20978.576856721895,21074.380136435269,21480.927925650783,21965.913749688119,22336.953245894172,22428.306759750914,22160.631291466641,21832.219472972192,21702.268962299961,21856.647036119612,21709.488896755411,21464.455040650679,21883.013090428103,22179.084242224748,22401.100648785894,22588.275401965904,22566.25392003345,22480.181334015702,22442.453476362483,22216.734444274356,null,null,null,"Minnesota","MN",15.382919674414195,18.869339146727413,22.691534697226274,24.266635801160923,25.714982523914355,26.393762814033458,26.743828024579447,26.284896380424108,26.227578010785255,26.175260572725641,26.131790936690809,26.181800252483097,26.244696584268006,25.975992683645622,25.798459612583009,25.831927385459384,25.990033760771912,26.103131751871388,26.448965404927254,27.35278761611163,28.087924558258198,28.738622694124711,29.630519606927855,30.736879547070988,31.086175383527863,31.237934422605218,31.211968047097685,31.064825252555]
[null,"Mississippi","MS",8795.5342201171788,11825.252061017884,13799.855947741979,14494.291777874536,14668.65285020255,14424.841664478317,14269.42971648556,14058.839360196047,13750.432077949456,13724.470698288464,13966.013122418666,14247.236704277131,14373.72596107868,14297.463576431053,14046.628809085192,13740.259374041343,13560.85676428891,13563.113337064291,13367.539302692308,13095.775425457294,13232.30677636256,13323.645082324658,13367.595672241156,13401.669581079706,13337.458056171425,13251.597617029596,13236.559550076006,13161.628238574795,null,null,null,"Mississippi","MS",9.4587298628474947,11.722684469778493,14.310613764157633,15.554665906391207,16.61734497850064,17.076921728002176,17.253543380751786,17.004175889578406,16.931430051154631,16.841808488952374,16.811170038985605,16.910294435936919,17.033012077782423,16.935689942593864,16.902266178993749,16.973865123568501,17.097074291349305,17.179814490457421,17.435571818789654,17.963306831318867,18.450081349240108,18.87213828568073,19.448042839868926,20.084896610033798,20.342620042107214,20.502693655035198,20.558236085723621,20.52071627266271]
[null,"Missouri","MO",12714.202035380584,16645.226035727203,19292.064321073001,20174.914192471198,20298.469888754553,19742.906944843475,19398.108673642935,19044.562221292334,18664.583863628774,18749.819786009655,19111.524269502988,19543.014863323489,19873.127713253893,19954.404690823038,19716.254540784281,19424.067421993499,19308.450799325121,19445.8005597589,19314.874355749089,19096.868387664093,19469.258367938874,19732.672081845736,19930.19948647682,20096.728365043855,20077.135911316567,20000.557361157535,19966.990986852314,19766.169366167589,null,null,null,"Missouri","MO",17.018237165766624,20.875288668015514,25.103811714945138,26.846357649928152,28.448674280825948,29.199613907710187,29.586893624607132,29.079174171576305,29.015762437710755,28.957883271229463,28.909792493197202,28.965118167039623,29.034700841449137,28.737431740072736,28.541025597932137,28.578051241195915,28.752965486959262,28.87808662626443,29.260684939990092,30.260590099165221,31.073877504648806,31.793749637759994,32.780461751634249,34.004435889871182,34.39086444255517,34.558756583561596,34.530029791374183,34.36724463564552]
[null,"Montana","MT",4377.0010684324989,6013.5981024817102,7170.5695796678101,7646.2282403035633,7833.3939226677139,7783.8704439093381,7774.7749922089151,7730.4392329898092,7630.6009405808827,7692.2256155640853,7914.4302398560503,8166.7561583568431,8354.131283967301,8425.1866600230205,8401.9346686080426,8335.0661496098764,8326.8383679900671,8429.852745936274,8403.3312876465698,8335.1901964831941,8532.6547450650251,8687.575965932574,8823.4871140879604,8951.3971835374305,8998.7125576632261,9039.4095574410439,9123.6976323746239,9191.3338258186504,null,null,null,"Montana","MT",1.7304816779626313,2.1902903543114931,2.76594907527106,3.0928903467766116,3.3509397606043576,3.4814802272353615,3.5357698806153173,3.4901350995133256,3.4955733213992124,3.4897648375976908,3.4807859861435464,3.4917318540245006,3.4849514326944377,3.416290988713905,3.3534621699046205,3.3231469755620187,3.3129879142517882,3.3160888577952297,3.370494218023822,3.5193163667392944,3.6606869944026168,3.8002063124877652,3.9583081504638362,4.1265921911198644,4.1813446718943643,4.1940492838745831,4.1697739870307755,4.1210151210156143]
[null,"Nebraska","NE",6666.0837476487441,8727.1281708384013,10114.871233871294,10577.751339359971,10642.531859335342,10351.249000930564,10170.470518295846,9985.1053452794913,9785.8818668865351,9830.5712461584662,10020.213692625568,10246.445148341465,10419.524032701444,10462.137728608115,10337.275087582297,10184.080746449174,10123.46270001708,10195.475477792925,10126.830584604784,10012.529581938805,10207.774457581734,10345.882840026497,10449.446887385691,10536.7583401879,10526.485974135781,10486.335673927155,10468.7367509589,10363.445538966382,null,null,null,"Nebraska","NE",7.525022401635832,9.2305103834974673,11.100253432911918,11.870761980236889,12.579264771952236,12.911310768228924,13.08255579889585,12.858055445505038,12.830016424000231,12.804423760076386,12.783159267257306,12.807622843066866,12.838390494181201,12.706945819542906,12.620100125418965,12.636471903076131,12.713814438904819,12.769139756504906,12.938314792295634,13.380446879715345,13.740061444115884,14.058370201668746,14.494668667164637,15.035878236613073,15.206746904575233,15.280984448089633,15.268282206803899,15.196302839518074]
[null,"Nevada","NV",14586.230488984509,20040.14315270228,23895.717408127573,25480.836248548469,26104.560515440011,25939.524943254357,25909.214611401661,25761.466965750387,25428.758720553469,25634.121181987743,26374.611717623255,27215.480602061376,27839.90283256253,28076.692834764053,27999.206240448868,27776.368819275107,27748.949973073512,28092.242432204861,28003.860433327227,27776.782201921662,28434.827145019961,28951.097669033843,29404.01767111347,29830.274307948188,29987.951434793973,30123.573018999345,30404.460610579092,30629.856284819907,null,null,null,"Nevada","NV",18.972076814019335,24.013173543638413,30.324388283319045,33.908797754778597,36.737913695905817,38.169089646394454,38.764292408288846,38.26397704321819,38.323598803254512,38.259917689343382,38.161478357879176,38.28148300680332,38.207146088970809,37.45438965481025,36.765568044177982,36.4332084456777,36.321829923737525,36.355827012439079,36.952298322419352,38.583904870476857,40.133816921803749,41.663432203756592,43.39677630830159,45.241752644403924,45.842029598641844,45.981316178471332,45.715174790053943,45.180608626664551]
[null,"New Hampshire","NH",2607.0660742346317,3311.6370696755471,3807.5495713640171,3967.0784294635,3968.827801976463,3843.9771185755608,3745.9037904109155,3630.0119454205842,3482.1032146007042,3403.6378617189616,3379.1169570865741,3372.8864496198885,3330.2867427340948,3249.1288452474073,3147.7625670963757,3031.712428674457,2923.2853137997135,2843.0684663886414,2726.5430534915686,2600.6557112363266,2556.9744743710098,2499.7243158810529,2424.6124199378551,2337.7088790561352,2242.4310489354352,2147.1125419741797,2070.5082139241636,1982.5564822690021,null,null,null,"New Hampshire","NH",4.6181382499874468,5.5097652677143607,6.6161160193602839,6.9727576246733651,7.3791081263022082,7.5609795644098741,7.6976790292782171,7.5582179590589984,7.557034413908621,7.5380976915026192,7.5145254172576434,7.5067337450176739,7.4956873236141739,7.3936065543943048,7.3159857182821941,7.2967531095885931,7.3221993303216628,7.3466592634294186,7.4559399323140694,7.7184896981723163,7.9234402667122978,8.1100458854214654,8.3692422733536489,8.7155278586009501,8.8118881595940017,8.8400959856779444,8.8087320391930017,8.7708585943809911]
[null,"New Jersey","NJ",18766.505738409243,23622.341379212536,27515.006133368839,29363.959461460588,29975.43498912422,29210.386473777038,28760.689374880749,28249.873664130384,27756.045306127005,27498.635725052183,27553.623967830856,27614.242040467314,27573.557860361245,27466.354252321977,26883.005474090089,26571.505687245368,26453.109386996268,26598.709117666054,26393.387030847745,26121.673492741011,26637.321617704369,26882.584780485715,27040.292127400011,27085.499359278256,26755.940307402689,26306.849246746537,25922.23212840148,25218.633349305925,null,null,null,"New Jersey","NJ",20.558819191222263,24.821321127837276,29.464175915643697,31.178600874997883,32.804437065661844,33.533331997923234,34.065345200129869,33.55479835417006,33.550793436959843,33.505137380763237,33.403572680311875,33.465408602037783,33.442019885530058,33.119543951762537,32.748688618095471,32.728664032044335,32.812126506705475,32.864030233750022,33.222870815786401,34.222177758082381,35.095730299977191,35.734915086729494,36.752804844880927,37.927687357673264,38.227895951751918,38.343718157471699,38.168142586975321,37.997052523754405]
[null,"New Mexico","NM",8421.2083914201576,11569.96811549403,13795.943791529809,14711.095659617422,15071.196374757372,14975.914804483113,14958.415449791206,14873.114884006873,14681.029240737838,14799.593120886248,15227.107626239105,15712.574526756141,16073.078203923231,16209.78644770491,16165.05036878703,16036.397502473963,16020.567516934498,16218.763845981362,16167.73741861475,16036.636164643376,16416.551565057209,16714.61497988888,16976.103630094662,17222.19846382994,17313.23171225773,17391.53142264764,17553.698950786151,17683.82879788681,null,null,null,"New Mexico","NM",5.8078560206461241,7.3510694642129781,9.2830997254629715,10.380382555031433,11.246449997876697,11.68457092381071,11.866778279286898,11.713618473234449,11.731870275679849,11.712375797323274,11.682240906477254,11.718977513101397,11.696221010477984,11.465782296199272,11.254915727521585,11.153171637294045,11.119075716981152,11.129483127737251,11.312078819435683,11.81155686848401,12.28602606481992,12.754281881599953,13.284904495672132,13.84970069730165,14.033461397666811,14.076100714869035,13.994627775442556,13.83098289138956]
[null,"New York","NY",28382.953807145968,35727.046554573739,41614.414477191007,44410.819819470002,45335.631390563685,44178.552018729322,43498.418371949396,42725.847339052292,41978.968422473721,41589.655443754928,41672.821099443769,41764.501456964856,41702.969639548857,41540.832100608372,40658.560160546396,40187.439740784161,40008.374081585316,40228.582920009372,39918.04842909328,39507.101771875386,40286.981474340282,40657.923892542836,40896.44460625005,40964.817205392101,40466.383481155062,39787.166422450442,39205.461439349492,38141.32025482622,null,null,null,"New York","NY",42.981201671113027,51.89258192389434,61.599145132038224,65.183399861972021,68.582446886275719,70.106307755384165,71.218558732595,70.151186295265617,70.142813433347442,70.047362807480184,69.835027029235192,69.964304017251862,69.91540650364972,69.241223661997992,68.465896648374667,68.424032338783775,68.598522781158607,68.707035071618208,69.457243499486992,71.54644000531087,73.372728646903909,74.709037409045166,76.837083994169404,79.293346766486209,79.92097649587285,80.163119662546578,79.796053396053651,79.438364734909058]
[null,"North Carolina","NC",66380.577598424978,92856.930236555971,111885.67322619117,120346.98988004899,123246.62395098597,121380.33742157921,120069.70329923939,118390.31804933024,116150.05753622942,116609.0439956084,119281.75308028953,122477.5845609083,124603.43757432452,125093.94893868473,124117.95376919906,122588.66420825571,121916.67668714741,122708.71631122071,121764.47985547318,120154.92054834623,122279.08320372803,123841.26284675859,124985.09653542249,126075.17219872901,126166.99388475106,126037.4612702008,126642.73633189696,127032.81454979953,null,null,null,"North Carolina","NC",31.659639923351357,39.935063825574154,50.569491981737215,56.544939679863795,61.335527228162263,63.809926516675993,64.879242263613236,64.012924252030146,63.934083747764006,63.619781771092988,63.402075975279139,63.62932213463445,63.670266194833147,62.665480406849873,61.83414372825208,61.512288963777415,61.509638862793672,61.597357205355316,62.578822104681748,65.145709917527824,67.555711752136801,69.870839971528042,72.708038084715156,75.820449185063197,76.929913961904006,77.376853492810994,77.196514120867789,76.575860470476968]
[null,"North Dakota","ND",8918.3827959781283,11675.801367565186,13532.4272857373,14151.702729260918,14238.370928571592,13848.671049076856,13606.812145041764,13358.81682536315,13092.280833690173,13152.069610181665,13405.787384512952,13708.456657649129,13940.014466260158,13997.026239114217,13829.975708136742,13625.020920869818,13543.92158835446,13640.265640232479,13548.427394927383,13395.507009536357,13656.720130441259,13841.491799775626,13980.047487524955,14096.859245078665,14083.116109507422,14029.400050695489,14005.854902184086,13864.988485086797,null,null,null,"North Dakota","ND",2.0080375529982284,2.4631436950106229,2.9620809814784295,3.1676896847293738,3.3567522730160517,3.4453580995849342,3.4910545020659112,3.4311470205716201,3.4236648623631956,3.4168355099045007,3.4111611214645552,3.4176891789618384,3.4258994666603435,3.3908237115691762,3.3676491074538228,3.372017884394312,3.3926565892511049,3.4074200423603442,3.4525640707453968,3.5705461560520493,3.6665086012621009,3.751448672467125,3.8678740671398106,4.0122947853104582,4.0578907561376312,4.0777008998505382,4.0743113315346413,4.0551037777445602]
[null,"Ohio","OH",19421.671167067769,25752.021102018691,30127.706290911628,31730.279146857047,32181.396200758325,31701.691887958932,31491.390266196642,31161.800044450967,30624.351206216459,30681.223062211178,31213.469344286212,31889.829246011835,32250.389797677693,32183.010581594277,31772.061979566006,31184.38844103154,30644.21720280905,30256.461230759363,29435.645952932366,28474.450590678807,28383.458723804422,28132.851966273072,27704.394532537885,27185.877393965842,26518.422947453051,25746.144346732988,25232.569454292821,24673.416646339811,null,null,null,"Ohio","OH",39.162590442135425,48.614656194069134,59.076898686896143,63.944652306430129,68.050160617653617,70.093253447242219,70.892367264054883,69.787200406784223,69.532008140103358,69.098914214926936,68.746442389668005,68.858824710765077,69.071595982723508,68.455492111728972,67.984641280255147,68.011515313560963,68.239389348038387,68.369983823937744,69.13600482287795,71.362773896631097,73.223078879850362,74.94012971858821,77.100935256045247,79.588004883801872,80.569240248637428,81.187565114120048,81.405888872298732,81.27329550136011]
[null,"Oklahoma","OK",13314.921686758056,17566.361118114877,20521.400883156268,21585.984240889622,21866.408899949154,21496.802639984224,21277.767749349045,21001.555138043361,20619.824336440219,20686.329957246759,21144.204093211873,21697.889920478323,22057.87003393436,22129.536266786592,21946.973097097041,21671.998111374171,21548.612417617587,21687.248401736517,21517.061890878642,21232.566451250383,21615.151420400227,21911.811262009436,22122.768074549353,22297.892029991857,22297.012095304101,22253.390786912048,22346.089741450647,22417.040864863913,null,null,null,"Oklahoma","OK",11.403991832121408,14.295929143535544,17.972216163053261,19.99681808539307,21.624255694037419,22.486705592107729,22.874981102585199,22.591483343314373,22.562142426497491,22.445014745156133,22.356991994705513,22.417640377723767,22.404897137712144,22.064448108265935,21.787243307025527,21.685533372858721,21.697096683239632,21.749092248966054,22.09693550409802,22.982354698979396,23.816092976035875,24.642830337283502,25.636016438435977,26.709595078427185,27.113524322005354,27.281231653516286,27.22546031297161,27.021017838958038]
[null,"Oregon","OR",18524.876187103062,24368.164290792367,27818.884983869961,29089.987434529572,29663.307566121497,29230.607848324995,28979.412660155096,28637.92819190276,28132.274820907489,28222.299538145846,28737.457264066976,29372.729112127796,29770.073418984008,29798.907920402438,29494.571383236125,29030.317748878515,28785.035257499996,28869.630316396011,28541.12033801858,28086.25797852283,28486.847775645903,28692.676905276832,28809.727402250282,28978.287200038521,29044.969943359916,29058.57198052204,29255.488105569646,29359.878314084544,null,null,null,"Oregon","OR",13.590034507471444,17.41888667148487,22.172933879015201,24.850942929474989,27.027566605574982,28.260624822750504,28.854989642034674,28.521168305176438,28.535441906451322,28.373908968080002,28.209259961824714,28.203530417651002,28.127136495334753,27.584739646889403,27.074709697109618,26.796676027206026,26.663891328022121,26.593830059792616,26.94313121775177,28.109947862813602,29.158353928285237,30.149162997063193,31.340305075283613,32.660211119934445,33.115157030991469,33.321219584607654,33.274579084667216,33.044392134530099]
[null,"Pennsylvania","PA",22932.878027776303,28866.763004858367,33623.64248228725,35883.083943752063,36630.313816395836,35695.416050538472,35145.881211065069,34521.65875044289,33918.195023172128,33603.637661868153,33670.833904055326,33744.909860731997,33695.193341682687,33564.189344371116,32851.330671301053,32470.674478988829,32325.99288773258,32503.917372496588,32253.01150653265,31920.974551184907,32551.102275539768,32850.816579053368,33043.53670507382,33098.78044352404,32696.055629168022,32147.261375141632,31677.25499327432,30817.449486249836,null,null,null,"Pennsylvania","PA",36.816335412388568,44.4495413633109,52.763875836950142,55.834034864853045,58.745550840762832,60.050841774883374,61.003560718227206,60.08928331008606,60.082111381876608,60.000351400288821,59.818471300897087,59.929205872451043,59.887321811707849,59.309838152282637,58.645717600087224,58.609857959039964,58.759320942924973,58.852269132519496,59.494873900086532,61.28441342690941,62.848754407955418,63.993394150184201,65.816211423898949,67.920168283424246,68.457776022004893,68.665188185822288,68.350770853119855,68.044386080012004]
[null,"Rhode Island","RI",856.69217616297738,1088.2169792015022,1251.1757796924508,1303.597590538255,1304.1724412333947,1263.1460151235181,1230.9187333682669,1192.8362168315671,1144.2328255589518,1118.4488016793921,1110.3911358769737,1108.3437665935537,1094.3453351933792,1067.6765305559313,1034.3671724706194,996.23264008908973,960.603063257445,934.24349137981267,895.9527819345642,854.58570564376578,840.23187923427395,821.41925175729853,796.73718703049803,768.18034135251298,736.87167126053919,705.54963459861199,680.37715080571957,651.47586551279403,null,null,null,"Rhode Island","RI",3.5627944819505819,4.2506655777810582,5.104191422979973,5.3793327623382945,5.6928234476691264,5.8331333563463232,5.9385940577707235,5.8310028371256291,5.8300897574596151,5.8154804828034221,5.797294979455347,5.7912838716541,5.7827617947713224,5.7040086735777749,5.6441258654818132,5.6292883209091142,5.6489195337283764,5.6677898468259604,5.7520975359877466,5.9546490418981053,6.1127640040625373,6.2567262314037828,6.4566906782604381,6.7238425705411577,6.7981824733489775,6.8199442053889321,6.7957475942396126,6.7665290449272222]
[null,"South Carolina","SC",29281.857760915609,40961.129319347921,49355.104872895055,53087.568188101439,54366.657275537989,53543.39934871185,52965.251291924418,52224.439419043294,51236.21376531577,51438.682268964956,52617.670010340022,54027.417955129764,54965.176073717521,55181.550870698025,54751.0190380118,54076.417505170379,53779.989789080879,54129.374992587655,53712.852591153685,53002.842398501081,53939.854864891757,54628.964899169383,55133.533804493192,55614.388923209946,55654.893384706666,55597.753845825187,55864.753304161277,56036.824944775108,null,null,null,"South Carolina","SC",16.249462530144744,20.496863667548425,25.955035089315995,29.021962372968726,31.480754483425979,32.750751824541176,33.299583276977707,32.854941388993815,32.814476120815407,32.65315911893444,32.541420571678778,32.658055756428297,32.679070492339434,32.163359351840526,31.736671801334115,31.571478294770511,31.570118117688878,31.615139979090735,32.118881561271337,33.436349082535308,34.673294120566972,35.861544819076386,37.317750402666327,38.915210376183239,39.484648511406412,39.714042376222828,39.6214823258181,39.30292885330104]
[null,"South Dakota","SD",4097.9847560810067,5365.0148366460917,6218.1319190217591,6502.6881424347694,6542.5120620552971,6363.4454978418607,6252.3116606280955,6138.3581487783131,6015.8852233825382,6043.3580848028114,6159.9410567767554,6299.0171758244278,6405.4176737114949,6431.6145057401045,6354.8550141258129,6260.6785683374073,6223.4135354296295,6267.6834961352015,6225.4839474171049,6155.2172384674668,6275.2443119901873,6360.1466425595072,6423.8127924943519,6477.4876360996304,6471.1726840102101,6446.4902280982114,6435.6712644041545,6370.9433374790215,null,null,null,"South Dakota","SD",2.5189277636253804,3.0898232106750538,3.7157014375613695,3.9736216494062688,4.2107860400757131,4.3219351947466924,4.3792577964755628,4.3041084955277142,4.294722706892987,4.2861558125686727,4.2790377312550882,4.2872266743592125,4.2975258451094005,4.2535260238922392,4.2244552758725975,4.2299355685653577,4.2558252271483976,4.2743448369377246,4.3309745280962453,4.4789739267357831,4.5993513903664098,4.7059021385250732,4.851948789193627,5.0331134074048691,5.0903100253936753,5.115160318121192,5.1109083668940505,5.0868139766069138]
[null,"Tennessee","TN",26221.115366020982,35253.264982476117,41139.924623633895,43210.166357735368,43729.968984663828,43003.122716044985,42539.810935817281,41912.002108172797,40992.582920534056,40915.187242896311,41635.269913306525,42473.649458995817,42850.737343841931,42623.385060752684,41875.600195412546,40962.256207444938,40427.423824378944,40434.151085463294,39851.108692638911,39040.930277211002,39447.955503146397,39720.251897888542,39851.276740696761,39952.857369259764,39761.430929397,39505.465069476188,39460.633808679078,39237.249700991037,null,null,null,"Tennessee","TN",22.488984200890151,27.871740672960097,34.024776213483783,36.982622497017665,39.509237931628576,40.601923145024138,41.021857070172231,40.428963346540137,40.256003548056135,40.042920192716608,39.970074511823569,40.205751714712811,40.497523987380632,40.266131824543933,40.186663809024253,40.356896763838471,40.649837683793358,40.846559977114119,41.454646115477935,42.70938375267832,43.866734115957556,44.870212586441319,46.239477657773001,47.753654992699403,48.366415720211428,48.747005186695382,48.879062330132498,48.7898555872207]
[null,"Texas","TX",141133.41335242122,186197.15257104512,217519.5184432528,228803.72173109601,231776.12294023129,227858.42862009487,225536.73702581678,222608.98201819058,218562.7718879735,219267.70771053139,224121.00998408621,229989.88195835319,233805.54256427084,234565.17903097306,232630.07464982235,229715.43803125349,228407.59375485481,229877.08566118989,228073.16944230604,225057.61941335883,229112.88341443424,232257.37175885576,234493.4386110788,236349.68997874236,236340.3629853937,235877.9926994016,236860.56850240051,237612.62506451018,null,null,null,"Texas","TX",92.758110523896917,116.28063182251421,146.1829189070672,162.65068314645595,175.88798108525123,182.90300039990885,186.06116670209326,183.75524462894242,183.51659065189318,182.56389421268079,181.84793228153328,182.34123581050088,182.23758448534812,179.46843056398382,177.21369433041454,176.38640319817699,176.48045717840819,176.90338017795114,179.73267746082377,186.93452508995421,193.71600901152081,200.44054868655292,208.51895381851818,217.25125805113834,220.53674912928193,221.90085175413145,221.44721725083957,219.78431728743246]
[null,"Utah","UT",21673.785884711029,29777.794346431314,35506.820151816741,37862.159756181914,38788.956177088243,38543.728621030219,38498.690278658905,38279.150978273232,37784.777378876053,38089.926952732378,39190.22722092981,40439.680407083069,41367.513937189171,41719.361922261931,41604.22402865802,41273.108285130678,41232.366422301355,41742.46718210134,41611.139727678943,41273.722533409338,42251.516296506677,43018.64641998271,43691.643542535377,44325.021376902507,44559.31496555468,44760.836063115312,45178.208976711401,45513.126047062433,null,null,null,"Utah","UT",13.025443598278004,16.486452204178018,20.819471326659368,23.280378683366333,25.222732727437634,26.205318967470483,26.613960576957634,26.270464731301765,26.311398566864209,26.267677746752835,26.200093371441231,26.282483602169034,26.231446947616718,25.714635500324139,25.241719059677234,25.013534699733427,24.937066811172109,24.96040780676941,25.369920348928108,26.490113951064465,27.554219489153571,28.60439010449802,29.79443250689199,31.061116984381584,31.47324232455491,31.568870731890129,31.386149057400779,31.019138029613295]
[null,"Vermont","VT",1426.0497774373659,1811.4459594395082,2082.7071751219169,2169.9685202929982,2170.9254167473769,2102.6328287549427,2048.9872962600311,1985.595140077804,1904.6899360435505,1861.7698504655882,1848.3570601496212,1844.9490092858559,1821.6472206876451,1777.2543290797282,1721.8075723498014,1658.3288305934241,1599.0198377898191,1555.1416950270323,1491.4029809338531,1422.5433466578127,1398.6499675349758,1367.3344682541126,1326.248703857389,1278.7129791752757,1226.5965676346789,1174.4579061020343,1132.5557901387726,1084.4467112812699,null,null,null,"Vermont","VT",1.3673841130895712,1.6313858715567477,1.9589651598791475,2.0645631387125429,2.1848794199054606,2.2387297166335527,2.2792050481222379,2.2379120331691347,2.2375615973986696,2.231954625071233,2.2249751126428086,2.2226680771539153,2.2193973432962446,2.1891722580936541,2.166189512147338,2.1604949308772836,2.1680292999422774,2.17527163919855,2.2076285420048007,2.2853668770862443,2.3460506713383995,2.4013027111483511,2.4780481448801437,2.5805798107219728,2.6091111230339825,2.617463175563393,2.6081766276460763,2.5969626829912023]
[null,"Virginia","VA",40867.766533993461,57168.157965243845,68883.365245305657,74092.646726282968,75877.831075867129,74728.835919019592,73921.93288712221,72888.005090815292,71508.769673814328,71791.348586845794,73436.824640802632,75404.365441999485,76713.164909871877,77015.152398474544,76414.272680823633,75472.752570564931,75059.037744331436,75546.663667656743,74965.336471924558,73974.397610497108,75282.156395085185,76243.925563798242,76948.136491651661,77619.250834493054,77675.781635562729,77596.033780971862,77968.676514813225,78208.831483570495,null,null,null,"Virginia","VA",29.663905658385854,37.417670215184472,47.381734061742279,52.980506417112835,57.469108859370834,59.787529006705178,60.789438109681953,59.977730338274014,59.903859716679065,59.609370448740918,59.405388211294728,59.618309414715434,59.656672477022717,58.715225546679122,57.936293983844394,57.634728034509749,57.632244988405716,57.714433814449158,58.634029939077308,61.039108395442334,63.297190522448709,65.466379598930757,68.124728757907036,71.040942254787012,72.080469506239851,72.499235231684807,72.330263944305443,71.748734546741218]
[null,"Washington","WA",49448.609590302724,65046.148232107698,74257.186332106823,77650.150916437095,79180.519220711503,78025.510183185557,77354.992730581827,76443.465334597509,75093.720489999105,75334.024233529461,76709.139133581368,78404.875681625854,79465.510219973876,79542.4783998942,78730.110292361118,77490.874116941457,76836.139476180004,77061.949786509096,76185.055306716895,74970.887341173991,76040.185094299493,76589.606540933368,76902.050428208604,77351.988530318791,77529.985344311295,77566.293377815498,78091.92326549557,78370.572937092147,null,null,null,"Washington","WA",31.629996798876206,40.541422419210996,51.606184460339065,57.839091201439388,62.90505331283439,65.774922954493334,67.158271710597475,66.381322409223912,66.414543367006218,66.038585063089556,65.655374296558406,65.642039123364114,65.464236814106698,64.201840418378993,63.014776053678773,62.36766922814455,62.058620740606308,61.895557306984699,62.70853497102356,65.424231294523779,67.864334038674954,70.170383199662353,72.942695521636622,76.014698314872405,77.073557856581772,77.553156190762962,77.444603201953186,76.908856770111726]
[null,"West Virginia","WV",4073.4339200281293,5698.1512216345545,6865.8471042825622,7385.074497488331,7563.0100956338965,7448.4857102124988,7368.0588491661447,7265.00363197356,7127.5303906442923,7155.6960240284807,7319.7064053446829,7515.8181119134306,7646.2707546462207,7676.3709089689437,7616.479115721565,7522.6344973638088,7481.3980866341863,7530.0014761711745,7472.058551500686,7373.2881925319589,7503.6371067043256,7599.5000198834523,7669.6911980087989,7736.5835231881947,7742.2181468080598,7734.2693978675043,7771.4120088007166,7795.3490985603312,null,null,null,"West Virginia","WV",3.1564619603618884,3.9815206412715707,5.0417717378221614,5.6375230919415404,6.1151440440621725,6.3618413295603373,6.4684519697001157,6.3820801772299971,6.3742197892643002,6.3428839232901302,6.3211786839159494,6.3438350962876608,6.347917213735391,6.2477402020650157,6.1648560439191709,6.132767165988624,6.1325029512670879,6.1412484585499287,6.2391003806707905,6.4950187599505602,6.7352956277154012,6.9661136084492536,7.248981889325699,7.559288869033657,7.669902362204704,7.7144621749917519,7.6964823631912269,7.6346032754074944]
[null,"Wisconsin","WI",13854.290030048134,18369.993299662678,21491.352484751864,22634.534703705191,22956.33535867904,22614.142216749169,22464.125277597988,22229.014792828009,21845.630066706242,21886.199139301498,22265.872664604809,22748.348459946799,23005.551375864936,22957.486964023803,22664.340145144666,22245.128040490836,21859.801312638792,21583.198766367248,20997.676911821985,20312.016074006013,20247.107771151481,20068.339493568004,19762.702893018271,19392.822939767451,18916.6997779505,18365.80116442038,17999.44672196222,17600.579646834703,null,null,null,"Wisconsin","WI",17.281913092590951,21.452979843441636,26.069823710851278,28.217896503258324,30.029600913882227,30.931189708760751,31.28382765679563,30.796132706984181,30.683519865880218,30.492401467139793,30.33686049339568,30.386453267632934,30.48034630660386,30.208468133216211,30.000688130483038,30.012547272148471,30.113104952716501,30.170734500644389,30.508769042826792,31.491411640658299,32.312338670324827,33.070049614254152,34.023583409815963,35.121093065762217,35.554098750703332,35.826957018443487,35.923300293295718,35.864788660450579]
[null,"Wyoming","WY",3979.6497756569497,5467.6738628265803,6519.6135831141219,6952.0911750755668,7122.2656516602665,7077.2379950412333,7068.9682432744039,7028.6573565573744,6937.8825470987504,6993.912833620856,7195.9453598615082,7425.364720116253,7595.7296263479066,7660.3344795243829,7639.193341797557,7578.3952559691552,7570.9144057784661,7664.5769705513558,7640.4631734828727,7578.5080416650808,7758.046436602076,7898.9036564726757,8022.476569023861,8138.77475383814,8181.7947611629897,8218.7972209530453,8295.4334870301082,8356.9295565666416,null,null,null,"Wyoming","WY",2.1170404582194169,2.6795622018861409,3.3838128263903333,3.7837869538563034,4.0994800098708151,4.2591808913144407,4.3255978861498852,4.2697691078824098,4.2764221316617501,4.2693161360506258,4.2583315691298447,4.2717225489069817,4.2634275022374224,4.1794295381808304,4.1025658804748497,4.0654788117474698,4.0530503971128748,4.0568440362040716,4.1234025847369491,4.3054689503749488,4.4784192578982793,4.649104706262686,4.8425236784347918,5.0483993759809787,5.1153825856061559,5.1309251815842689,5.1012272158628793,5.0415764877647202]

{"sheet":"CSA-level Data","index":15,"n_rows":438,"n_cols":6,"rows_kept":438,"cut":false,"hidden":true,"merged":[]}
["CSA","State","Full State","RES Starts",null,"Source"]
["Abilene, TX","TX","Texas",322,null,"https://www.census.gov/construction/bps/"]
["Akron, OH","OH","Ohio",920,null,"by metropolitan area - annual"]
["Albany, GA","GA","Georgia",416,null,"Residential starts"]
["Albany, OR","OR","Oregon",539]
["Albany-Schenectady-Troy,* NY","NY","New York",2346]
["Albuquerque,* NM","NM","New Mexico",2256]
["Alexandria, LA","LA","Louisiana",302]
["Allentown-Bethlehem-Easton,PA-NJ","PA","Pennsylvania",1118]
["Altoona, PA","PA","Pennsylvania",114]
["Amarillo, TX","TX","Texas",775]
["Ames, IA","IA","Iowa",902]
["Anchorage,* AK","AK","Alaska",1148]
["Ann Arbor, MI","MI","Michigan",657]
["Anniston-Oxford-Jacksonville, AL","AL","Alabama",69]
["Appleton, WI","WI","Wisconsin",930]
["Asheville, NC","NC","North Carolina",2771]
["Athens-Clarke County, GA","GA","Georgia",771]
["Atlanta-Sandy Springs-Roswell, GA","GA","Georgia",33832]
["Atlantic City-Hammonton,* NJ","NJ","New Jersey",1090]
["Auburn-Opelika,* AL","AL","Alabama",1361]
["Augusta-Richmond County, GA-SC","GA","Georgia",3338]
["Austin-Round Rock, TX","TX","Texas",26700]
["Bakersfield, CA","CA","California",2640]
["Baltimore-Columbia-Towson,*MD","MD","Maryland",6840]
["Bangor, ME","ME","Maine",304]
["Barnstable Town, MA","MA","Massachusetts",871]
["Baton Rouge,* LA","LA","Louisiana",3639]
["Battle Creek, MI","MI","Michigan",84]
["Bay City, MI","MI","Michigan",70]
["Beaumont-Port Arthur, TX","TX","Texas",1302]
["Beckley,* WV","WV","West Virginia",83]
["Bellingham, WA","WA","Washington",1256]
["Bend-Redmond, OR","OR","Oregon",2055]
["Billings, MT","MT","Montana",1225]
["Binghamton, NY","NY","New York",404]
["Birmingham-Hoover,*AL","AL","Alabama",2689]
["Bismarck, ND","ND","North Dakota",632]
["Blacksburg-Christiansburg-Radford,VA","VA","Virginia",737]
["Bloomington, IL","IL","Illinois",386]
["Bloomington,* IN","IN","Indiana",604]
["Bloomsburg-Berwick,*PA","PA","Pennsylvania",169]
["Boise City,* ID","ID","Idaho",7909]
["Boston-Cambridge-Newton,* MA-NH","MA","Massachusetts",14757]
["Boulder, CO","CO","Colorado",1667]
["Bowling Green, KY","KY","Kentucky",1270]
["Bremerton-Silverdale,* WA","WA","Washington",1094]
["Bridgeport-Stamford-Norwalk,* CT","CT","Connecticut",1719]
["Brownsville-Harlingen, TX","TX","Texas",1245]
["Brunswick, GA","GA","Georgia",618]
["Buffalo-Cheektowaga-NiagaraFalls,* NY","NY","New York",1657]
["Burlington, NC","NC","North Carolina",1223]
["Burlington-South Burlington,VT","VT","Vermont",870]
["California-LexingtonPark,*MD","MD","Maryland",1164]
["Canton-Massillon, OH","OH","Ohio",525]
["Cape Coral-Fort Myers,* FL","FL","Florida",6954]
["Cape Girardeau, MO-IL","MO","Missouri",598]
["Carbondale-Marion, IL","IL","Illinois",130]
["Carson City,* NV","NV","Nevada",138]
["Casper, WY","WY","Wyoming",273]
["Cedar Rapids, IA","IA","Iowa",992]
["Chambersburg-Waynesboro,* PA","PA","Pennsylvania",412]
["Champaign-Urbana, IL","IL","Illinois",838]
["Charleston, WV","WV","West Virginia",135]
["Charleston-North Charleston,* SC","SC","South Carolina",7267]
["Charlotte-Concord-Gastonia,NC-SC","SC","South Carolina",22869]
["Charlottesville, VA","VA","Virginia",1276]
["Chattanooga, TN-GA","TN-GA","Tennessee",2631]
["Cheyenne, WY","WY","Wyoming",573]
["Chicago-Naperville-Elgin, IL-IN-W","IL","Illinois",22132]
["Chico, CA","CA","California",823]
["Cincinnati, OH-KY-IN","OH","Ohio",6465]
["Clarksville,* TN-KY","KY","Kentucky",1813]
["Cleveland, TN","TN","Tennessee",639]
["Cleveland-Elyria, OH","OH","Ohio",3227]
["Coeur dAlene, ID","ID","Idaho",1778]
["College Station-Bryan, TX","TX","Texas",3083]
["Colorado Springs,* CO","CO","Colorado",4965]
["Columbia,* MO","MO","Missouri",1634]
["Columbia,* SC","SC","South Carolina",4629]
["Columbus, GA-AL","GA","Georgia",917]
["Columbus, IN","IN","Indiana",204]
["Columbus, OH","OH","Ohio",8892]
["Corpus Christi, TX","TX","Texas",1186]
["Corvallis, OR","OR","Oregon",136]
["Crestview-Fort Walton Beach-Destin,* FL","FL","Florida",2471]
["Cumberland, MD-WV","MD","Maryland",50]
["Dallas-Fort Worth-Arlington,TX","TX","Texas",62524]
["Dalton, GA","GA","Georgia",343]
["Danville, IL","IL","Illinois",104]
["Daphne-Fairhope-Foley, AL","AL","Alabama",2417]
["Davenport-Moline-Rock Island,* IA","IA","Iowa",750]
["Dayton, OH","OH","Ohio",1251]
["Decatur, AL","AL","Alabama",160]
["Decatur, IL","IL","Illinois",39]
["Deltona-Daytona Beach-OrmondBeach, FL","FL","Florida",3054]
["Denver-Aurora-Lakewood, CO","CO","Colorado",22735]
["Des Moines-West DesMoines,IA","IA","Iowa",6367]
["Detroit-Warren-Dearborn, MI","MI","Michigan",10089]
["Dothan, AL","AL","Alabama",390]
["Dover,* DE","DE","Delaware",1554]
["Dubuque, IA","IA","Iowa",241]
["Duluth, MN-WI","MN","Minnesota",665]
["Durham-Chapel Hill,*NC","NC","North Carolina",4924]
["East Stroudsburg, PA","PA","Pennsylvania",248]
["Eau Claire, WI","WI","Wisconsin",568]
["El Centro, CA","CA","California",191]
["El Paso,* TX","TX","Texas",3277]
["Elizabethtown-Fort Knox, KY","KY","Kentucky",507]
["Elkhart-Goshen, IN","IN","Indiana",560]
["Elmira, NY","NY","New York",101]
["Enid, OK","OK","Oklahoma",95]
["Erie, PA","PA","Pennsylvania",265]
["Eugene, OR","OR","Oregon",842]
["Evansville, IN-KY","IN","Indiana",921]
["Fairbanks,* AK","AK","Alaska",15]
["Fargo, ND-MN","ND","North Dakota",1891]
["Farmington,* NM","NM","New Mexico",91]
["Fayetteville,* NC","NC","North Carolina",935]
["Fayetteville-Springdale-Rogers,AR-MO","AR","Arkansas",4729]
["Flagstaff, AZ","AZ","Arizona",697]
["Flint, MI","MI","Michigan",434]
["Florence, SC","SC","South Carolina",1021]
["Florence-Muscle Shoals, AL","AL","Alabama",775]
["Fond du Lac, WI","WI","Wisconsin",185]
["Fort Collins,* CO","CO","Colorado",2935]
["Fort Smith, AR-OK","AR","Arkansas",721]
["Fort Wayne, IN","IN","Indiana",1722]
["Fresno,* CA","CA","California",2933]
["Gadsden, AL","AL","Alabama",112]
["Gainesville, FL","FL","Florida",2269]
["Gainesville, GA","GA","Georgia",1363]
["Gettysburg,* PA","PA","Pennsylvania",249]
["Glens Falls, NY","NY","New York",264]
["Goldsboro, NC","NC","North Carolina",280]
["Grand Forks, ND-MN","ND","North Dakota",417]
["Grand Island, NE","NE","Nebraska",282]
["Grand Junction,* CO","CO","Colorado",755]
["Grand Rapids-Wyoming, MI","MI","Michigan",4839]
["Grants Pass, OR","OR","Oregon",250]
["Great Falls, MT","MT","Montana",205]
["Greeley, CO","CO","Colorado",3646]
["Green Bay, WI","WI","Wisconsin",1176]
["Greensboro-High Point,* NC","NC","North Carolina",3055]
["Greenville, NC","NC","North Carolina",1137]
["Greenville-Anderson-Mauldin,SC","SC","South Carolina",5299]
["Gulfport-Biloxi-Pascagoula,MS","MS","Mississippi",1938]
["Hagerstown-Martinsburg, MD-WV","MD","Maryland",1257]
["Hammond, LA","LA","Louisiana",983]
["Hanford-Corcoran, CA","CA","California",272]
["Harrisburg-Carlisle,* PA","PA","Pennsylvania",1564]
["Harrisonburg,* VA","VA","Virginia",452]
["Hartford-West Hartford-EastHartford,CT","CT","Connecticut",1507]
["Hattiesburg, MS","MS","Mississippi",134]
["Hickory-Lenoir-Morganton, NC","NC","North Carolina",880]
["Hilton Head Island-Bluffton-Beaufort,SC","SC","South Carolina",2275]
["Hinesville, GA","GA","Georgia",505]
["Homosassa Springs, FL","FL","Florida",546]
["Hot Springs, AR","AR","Arkansas",38]
["Houma-Thibodaux, LA","LA","Louisiana",437]
["Houston-The Woodlands-SugarLand, TX","TX","Texas",42395]
["Huntington-Ashland,WV-KY-OH","WV","West Virginia",264]
["Huntsville,* AL","AL","Alabama",2959]
["Idaho Falls, ID","ID","Idaho",1185]
["Indianapolis-Carmel-Anderson, IN","IN","Indiana",9079]
["Iowa City, IA","IA","Iowa",1327]
["Ithaca, NY","NY","New York",468]
["Jackson, MI","MI","Michigan",193]
["Jackson, MS","MS","Mississippi",1743]
["Jackson, TN","TN","Tennessee",440]
["Jacksonville,* FL","FL","Florida",12959]
["Jacksonville,* NC","NC","North Carolina",1005]
["Janesville-Beloit, WI","WI","Wisconsin",378]
["Jefferson City, MO","MO","Missouri",322]
["Johnson City, TN","TN","Tennessee",696]
["Johnstown, PA","PA","Pennsylvania",83]
["Jonesboro, AR","AR","Arkansas",866]
["Joplin, MO","MO","Missouri",765]
["Kahului-Wailuku-Lahaina,* HI","HI","Hawaii",861]
["Kalamazoo-Portage, MI","MI","Michigan",1036]
["Kankakee, IL","IL","Illinois",198]
["Kansas City, MO-KS","MO","Missouri",9851]
["Kennewick-Richland,*WA","WA","Washington",1809]
["Killeen-Temple,* TX","TX","Texas",2456]
["Kingsport-Bristol-Bristol, TN-VA","TN","Tennessee",788]
["Kingston, NY","NY","New York",336]
["Knoxville, TN","TN","Tennessee",4574]
["Kokomo, IN","IN","Indiana",92]
["La Crosse-Onalaska,WI-MN","WI","Wisconsin",432]
["Lafayette, LA","LA","Louisiana",1771]
["Lafayette-West Lafayette, IN","IN","Indiana",976]
["Lake Charles, LA","LA","Louisiana",1898]
["Lake Havasu City-Kingman, AZ","AZ","Arizona",913]
["Lakeland-Winter Haven, FL","FL","Florida",4604]
["Lancaster, PA","PA","Pennsylvania",1436]
["Lansing-East Lansing, MI","MI","Michigan",907]
["Laredo, TX","TX","Texas",1331]
["Las Cruces,* NM","NM","New Mexico",1126]
["Las Vegas-Henderson-Paradise,* NV","NV","Nevada",14073]
["Lawrence, KS","KS","Kansas",306]
["Lawton, OK","OK","Oklahoma",84]
["Lebanon, PA","PA","Pennsylvania",366]
["Lewiston, ID-WA","ID","Idaho",125]
["Lewiston-Auburn, ME","ME","Maine",252]
["Lexington-Fayette,*KY","KY","Kentucky",2326]
["Lima, OH","OH","Ohio",224]
["Lincoln, NE","NE","Nebraska",2508]
["Little Rock-North Little Rock-Conway,AR","AR","Arkansas",3215]
["Logan, UT-ID","UT","Utah",1373]
["Longview, TX","TX","Texas",187]
["Longview, WA","WA","Washington",484]
["Los Angeles-Long Beach-Anaheim,*CA   ","CA","California",31084]
["Louisville-JeffersonCounty,KY-IN     ","KY","Kentucky",5785]
["Lubbock, TX","TX","Texas",2388]
["Lynchburg, VA","VA","Virginia",770]
["Macon, GA","GA","Georgia",320]
["Madera, CA","CA","California",415]
["Madison, WI","WI","Wisconsin",4632]
["Manchester-Nashua, NH","NH","New Hampshire",1033]
["Manhattan, KS","KS","Kansas",381]
["Mankato-North Mankato, MN","MN","Minnesota",516]
["Mansfield, OH","OH","Ohio",77]
["McAllen-Edinburg-Mission,* TX","TX","Texas",4297]
["Medford, OR","OR","Oregon",805]
["Memphis, TN-MS-AR","TN","Tennessee",3860]
["Merced, CA","CA","California",550]
["Miami-Fort Lauderdale-West Palm Beach, FL","FL","Florida",19723]
["Michigan City-La Porte, IN","IN","Indiana",157]
["Midland, MI","MI","Michigan",142]
["Midland, TX","TX","Texas",766]
["Milwaukee-Waukesha-West Allis,* WI","WI","Wisconsin",3644]
["Minneapolis-St. Paul-Bloomington, MN WI","MN","Minnesota",15100]
["Missoula,* MT","MT","Montana",972]
["Mobile, AL","AL","Alabama",998]
["Modesto, CA","CA","California",719]
["Monroe, LA","LA","Louisiana",752]
["Monroe, MI","MI","Michigan",450]
["Montgomery, AL","AL","Alabama",761]
["Morgantown, WV","WV","West Virginia",77]
["Morristown, TN","TN","Tennessee",268]
["Mount Vernon-Anacortes, WA","WA","Washington",663]
["Muncie, IN","IN","Indiana",72]
["Muskegon, MI","MI","Michigan",257]
["Myrtle Beach-Conway-North MyrtleBeach, SC,NC","SC","South Carolina",8587]
["Napa, CA","CA","California",183]
["Naples-Immokalee-Marco Island, FL","FL","Florida",4194]
["Nashville-Davidson--Murfreesboro--Franklin,TN","TN","Tennessee",20631]
["New Bern, NC","NC","North Carolina",295]
["New Haven-Milford, CT","CT","Connecticut",750]
["New Orleans-Metairie, LA","LA","Louisiana",2966]
["New York-Newark-Jersey City,NY-NJ-PA","NY","New York",50578]
["Niles-Benton Harbor,MI","MI","Michigan",237]
["North Port-Sarasota-Bradenton,* FL","FL","Florida",8179]
["Norwich-New London,CT","CT","Connecticut",295]
["Ocala, FL","FL","Florida",2246]
["Ocean City,* NJ","NJ","New Jersey",809]
["Odessa,* TX","TX","Texas",492]
["Ogden-Clearfield, UT","UT","Utah",3534]
["Oklahoma City,* OK","OK","Oklahoma",5419]
["Olympia-Tumwater, WA","WA","Washington",1067]
["Omaha-Council Bluffs, NE-IA","NE","Nebraska",4955]
["Orlando-Kissimmee-Sanford, FL","FL","Florida",19065]
["Oshkosh-Neenah, WI","WI","Wisconsin",549]
["Owensboro, KY","KY","Kentucky",264]
["Oxnard-Thousand OaksVentura, CA","CA","California",2565]
["Palm Bay-Melbourne-Titusville, FL","FL","Florida",2753]
["Panama City, FL","FL","Florida",1786]
["Parkersburg-Vienna,WV","WV","West Virginia",133]
["Pensacola-Ferry Pass-Brent,*FL","FL","Florida",2609]
["Peoria, IL","IL","Illinois",257]
["Philadelphia-Camden-Wilmington,* PA-NJ-DE-MD","PA","Pennsylvania",13544]
["Phoenix-Mesa-Scottsdale,* AZ","AZ","Arizona",29312]
["Pine Bluff, AR","AR","Arkansas",74]
["Pittsburgh, PA","PA","Pennsylvania",4328]
["Pittsfield, MA","MA","Massachusetts",194]
["Pocatello, ID","ID","Idaho",223]
["Port St. Lucie, FL","FL","Florida",2287]
["Portland-South Portland, ME","ME","Maine",2517]
["Portland-Vancouver-Hillsboro,* OR,WA","OR","Oregon",15983]
["Prescott, AZ","AZ","Arizona",1976]
["Providence-Warwick,*RI-MA","RI","Rhode Island",2010]
["Provo-Orem, UT","UT","Utah",7245]
["Pueblo,* CO","CO","Colorado",368]
["Punta Gorda, FL","FL","Florida",1297]
["Racine, WI","WI","Wisconsin",278]
["Raleigh,* NC","NC","North Carolina",14180]
["Rapid City, SD","SD","South Dakota",779]
["Reading, PA","PA","Pennsylvania",411]
["Redding, CA","CA","California",382]
["Reno,* NV","NV","Nevada",4564]
["Richmond, VA","VA","Virginia",7145]
["Riverside-San Bernardino-Ontario, CA","CA","California",14676]
["Roanoke, VA","VA","Virginia",592]
["Rochester, MN","MN","Minnesota",1449]
["Rochester, NY","NY","New York",1778]
["Rockford, IL","IL","Illinois",235]
["Rocky Mount, NC","NC","North Carolina",215]
["Rome, GA","GA","Georgia",157]
["Sacramento--Roseville--Arden-Arcade,*CA","CA","California",9503]
["Saginaw, MI","MI","Michigan",335]
["Salem, OR","OR","Oregon",1555]
["Salinas, CA","CA","California",776]
["Salisbury, MD-DE","MD","Maryland",3605]
["Salt Lake City, UT","UT","Utah",7367]
["San Angelo,* TX","TX","Texas",197]
["San Antonio-New Braunfels,*TX","TX","Texas",12516]
["San Diego-Carlsbad,*CA","CA","California",10441]
["San Francisco-Oakland-Hayward,* CA","CA","California",16952]
["San Jose-Sunnyvale-Santa Clara,*CA","CA","California",8539]
["San Luis Obispo-PasoRobles-Arroyo Grande,CA","CA","California",1094]
["Santa Cruz-Watsonville, CA","CA","California",407]
["Santa Fe,* NM","NM","New Mexico",221]
["Santa Maria-Santa Barbara, CA","CA","California",1280]
["Santa Rosa, CA","CA","California",1178]
["Savannah, GA","GA","Georgia",2118]
["Scranton--Wilkes-Barre--Hazleton,PA","PA","Pennsylvania",580]
["Seattle-Tacoma-Bellevue,* WA","WA","Washington",27334]
["Sebastian-Vero Beach, FL","FL","Florida",1121]
["Sebring, FL","FL","Florida",181]
["Sheboygan, WI","WI","Wisconsin",390]
["Sherman-Denison, TX","TX","Texas",843]
["Shreveport-Bossier City, LA","LA","Louisiana",1125]
["Sierra Vista-Douglas, AZ","AZ","Arizona",202]
["Sioux City, IA-NE-SD","IA","Iowa",473]
["Sioux Falls, SD","SD","South Dakota",2914]
["South Bend-Mishawaka, IN-MI","IN","Indiana",959]
["Spartanburg, SC","SC","South Carolina",2316]
["Spokane-Spokane Valley, WA","WA","Washington",3641]
["Springfield, IL","IL","Illinois",322]
["Springfield, MA","MA","Massachusetts",521]
["Springfield, MO","MO","Missouri",1904]
["Springfield, OH","OH","Ohio",121]
["St. Cloud, MN","MN","Minnesota",819]
["St. George, UT","UT","Utah",3209]
["St. Joseph, MO-KS","MO","Missouri",109]
["St. Louis, MO-IL","MO","Missouri",7295]
["State College, PA","PA","Pennsylvania",467]
["Staunton-Waynesboro,VA","VA","Virginia",307]
["Stockton-Lodi, CA","CA","California",2779]
["Sumter,* SC","SC","South Carolina",222]
["Syracuse, NY","NY","New York",1159]
["Tallahassee, FL","FL","Florida",3053]
["Tampa-St. Petersburg Clearwater,*FL","FL","Florida",18268]
["Terre Haute, IN","IN","Indiana",275]
["Texarkana, TX-AR","TX","Texas",185]
["The Villages, FL","FL","Florida",1814]
["Toledo, OH","OH","Ohio",971]
["Topeka, KS","KS","Kansas",335]
["Trenton,* NJ","NJ","New Jersey",605]
["Tucson,* AZ","AZ","Arizona",4495]
["Tulsa,* OK","OK","Oklahoma",3644]
["Tuscaloosa, AL","AL","Alabama",1169]
["Tyler, TX","TX","Texas",678]
["Urban Honolulu,* HI","HI","Hawaii",1968]
["Utica-Rome, NY","NY","New York",347]
["Valdosta, GA","GA","Georgia",1089]
["Vallejo-Fairfield, CA","CA","California",907]
["Victoria, TX","TX","Texas",61]
["Vineland-Bridgeton,*NJ","NJ","New Jersey",88]
["Virginia Beach-Norfolk-Newport News, VA-NC","VA","Virginia",6182]
["Visalia-Porterville,CA","CA","California",1314]
["Waco, TX","TX","Texas",1007]
["Walla Walla, WA","WA","Washington",148]
["Warner Robins, GA","GA","Georgia",1196]
["Washington-Arlington-Alexandria,DC-VA-MD-WV","DC","Washington DC",27265]
["Waterloo-Cedar Falls, IA","IA","Iowa",708]
["Watertown-Fort Drum,NY","NY","New York",141]
["Wausau, WI","WI","Wisconsin",611]
["Weirton-Steubenville, WV-OH","WV","West Virginia",29]
["Wenatchee, WA","WA","Washington",629]
["Wheeling, WV-OH","WV","West Virginia",20]
["Wichita Falls, TX","TX","Texas",119]
["Wichita, KS","KS","Kansas",2731]
["Williamsport, PA","PA","Pennsylvania",137]
["Wilmington, NC","NC","North Carolina",2762]
["Winchester, VA-WV","VA","Virginia",888]
["Winston-Salem, NC","NC","North Carolina",3765]
["Worcester, MA-CT","MA","Massachusetts",1768]
["Yakima, WA","WA","Washington",434]
["York-Hanover, PA","PA","Pennsylvania",838]
["Youngstown-Warren-Boardman,OH-PA","OH","Ohio",324]
["Yuba City, CA","CA","California",303]
["Yuma, AZ","AZ","Arizona",1101]
["Allentown-Bethlehem-Easton,PA-NJ","NJ","New Jersey",1118]
["Augusta-Richmond County, GA-SC","SC","South Carolina",3338]
["Boston-Cambridge-Newton,* MA-NH","NH","New Hampshire",14757]
["Cape Girardeau, MO-IL","IL","Illinois",598]
["Charlotte-Concord-Gastonia,NC-SC","NC","North Carolina",22869]
["Chattanooga, TN-GA","GA","Georgia",2631]
["Chicago-Naperville-Elgin, IL-IN-W","IN","Indiana",22132]
["Chicago-Naperville-Elgin, IL-IN-W","WI","Wisconsin",22132]
["Cincinnati, OH-KY-IN","KY","Kentucky",6465]
["Cincinnati, OH-KY-IN","IN","Indiana",6465]
["Clarksville,* TN-KY","TN","Tennessee",1813]
["Columbus, GA-AL","AL","Alabama",917]
["Cumberland, MD-WV","WV","West Virginia",50]
["Duluth, MN-WI","WI","Wisconsin",665]
["Evansville, IN-KY","KY","Kentucky",921]
["Fargo, ND-MN","MN","Minnesota",1891]
["Fayetteville-Springdale-Rogers,AR-MO","MO","Missouri",4729]
["Fort Smith, AR-OK","OK","Oklahoma",721]
["Grand Forks, ND-MN","MN","Minnesota",417]
["Hagerstown-Martinsburg, MD-WV","WV","West Virginia",1257]
["Huntington-Ashland,WV-KY-OH","KY","Kentucky",264]
["Huntington-Ashland,WV-KY-OH","OH","Ohio",264]
["Kansas City, MO-KS","KS","Kansas",9851]
["Kingsport-Bristol-Bristol, TN-VA","VA","Virginia",788]
["La Crosse-Onalaska,WI-MN","MN","Minnesota",432]
["Lewiston, ID-WA","WA","Washington",125]
["Logan, UT-ID","ID","Idaho",1373]
["Louisville-JeffersonCounty,KY-IN     ","IN","Indiana",5785]
["Memphis, TN-MS-AR","MS","Mississippi",3860]
["Memphis, TN-MS-AR","AR","Arkansas",3860]
["Minneapolis-St. Paul-Bloomington, MN WI","WI","Wisconsin",15100]
["Myrtle Beach-Conway-North MyrtleBeach, SC,NC","NC","North Carolina",8587]
["New York-Newark-Jersey City,NY-NJ-PA","NJ","New Jersey",50578]
["New York-Newark-Jersey City,NY-NJ-PA","PA","Pennsylvania",50578]
["Omaha-Council Bluffs, NE-IA","IA","Iowa",4955]
["Philadelphia-Camden-Wilmington,* PA-NJ-DE-MD","NJ","New Jersey",13544]
["Philadelphia-Camden-Wilmington,* PA-NJ-DE-MD","DE","Delaware",13544]
["Philadelphia-Camden-Wilmington,* PA-NJ-DE-MD","MD","Maryland",13544]
["Portland-Vancouver-Hillsboro,* OR,WA","WA","Washington",15983]
["Providence-Warwick,*RI-MA","MA","Massachusetts",2010]
["Salisbury, MD-DE","DE","Delaware",3605]
["Sioux City, IA-NE-SD","NE","Nebraska",473]
["Sioux City, IA-NE-SD","SD","South Dakota",473]
["South Bend-Mishawaka, IN-MI","MI","Michigan",959]
["St. Joseph, MO-KS","KS","Kansas",109]
["St. Louis, MO-IL","IL","Illinois",7295]
["Texarkana, TX-AR","AR","Arkansas",185]
["Virginia Beach-Norfolk-Newport News, VA-NC","NC","North Carolina",6182]
["Washington-Arlington-Alexandria,DC-VA-MD-WV","VA","Virginia",27265]
["Washington-Arlington-Alexandria,DC-VA-MD-WV","MD","Maryland",27265]
["Washington-Arlington-Alexandria,DC-VA-MD-WV","WV","West Virginia",27265]
["Weirton-Steubenville, WV-OH","OH","Ohio",29]
["Wheeling, WV-OH","OH","Ohio",20]
["Winchester, VA-WV","WV","West Virginia",888]
["Worcester, MA-CT","CT","Connecticut",1768]

{"sheet":"Input Validations","index":16,"n_rows":54,"n_cols":70,"rows_kept":54,"cut":false,"hidden":true,"merged":[]}
[null,"Step 1",null,null,null,null,null,"Step 2",null,"Step 3",null,null,null,"Step 1 - Jurisdiction level lookup",null,null,null,null,null,null,null,null,null,null,null,null,null,null,null,null,null,null,null,null,null,null,null,null,null,null,null,null,null,null,null,null,null,null,null,null,null,null,null,null,null,null,null,null,null,null,null,null,null,null,null,null,"Results"]
[null,"State","Name",null,"Res Building Code Baseline","Com Building Codes Baseline",null,"Projection type",null,"Res Building Code Upgrade","Com Building Codes Upgrade","Years",null,"State - County",null,null,null,null,null,null,null,null,null,null,null,null,null,null,null,null,null,null,null,null,null,null,null,null,null,null,null,null,null,null,null,null,null,null,null,null,null,null,null,null,null,null,null,null,null,null,null,null,null,null,null,null,"Metric",null,"Fuel Type","Sector"]
[null,null,null,null,null,null,null,"Exclude This Sector",null,null,null,null,null,"Nationwide","Alabama","Alaska","Arizona","Arkansas","California","Colorado","Connecticut","Delaware","Florida","Georgia","Hawaii","Idaho","Illinois","Indiana","Iowa","Kansas","Kentucky","Louisiana","Maine","Maryland","Massachusetts","Michigan","Minnesota","Mississippi","Missouri","Montana","Nebraska","Nevada","New Hampshire","New Jersey","New Mexico","New York","North Carolina","North Dakota","Ohio","Oklahoma","Oregon","Pennsylvania","Rhode Island","South Carolina","South Dakota","Tennessee","Texas","Utah","Vermont","Virginia","Washington","Washington DC","West Virginia","Wisconsin","Wyoming"]
[null,"S_AL","Alabama",null,"IECC 2006 (default)","ASHRAE 90.1 2004 (default)",null,"PNNL Projections (default)",null,"IECC 2006","ASHRAE 90.1 2004","none",null,"-","[statewide]","[statewide]","[statewide]","[statewide]","[statewide]","[statewide]","[statewide]","[statewide]","[statewide]","[statewide]","[statewide]","[statewide]","[statewide]","[statewide]","[statewide]","[statewide]","[statewide]","[statewide]","[statewide]","[statewide]","[statewide]","[statewide]","[statewide]","[statewide]","[statewide]","[statewide]","[statewide]","[statewide]","[statewide]","[statewide]","[statewide]","[statewide]","[statewide]","[statewide]","[statewide]","[statewide]","[statewide]","[statewide]","[statewide]","[statewide]","[statewide]","[statewide]","[statewide]","[statewide]","[statewide]","[statewide]","[statewide]","[statewide]","[statewide]","[statewide]","[statewide]",null,"MWh",null,"Total","Total"]
[null,"S_AK","Alaska",null,"IECC 2009","ASHRAE 90.1 2007",null,"User-input Annual Increase",null,"IECC 2009","ASHRAE 90.1 2007",2014,null,null,"Anniston-Oxford-Jacksonville, AL","Anchorage,* AK","Flagstaff, AZ","Fayetteville-Springdale-Rogers,AR-MO","Bakersfield, CA","Boulder, CO","Bridgeport-Stamford-Norwalk,* CT","Dover,* DE","Cape Coral-Fort Myers,* FL","Albany, GA","Kahului-Wailuku-Lahaina,* HI","Boise City,* ID","Bloomington, IL","Bloomington,* IN","Ames, IA","Lawrence, KS","Bowling Green, KY","Alexandria, LA","Hammond, LA","Baltimore-Columbia-Towson,*MD","Barnstable Town, MA","Ann Arbor, MI","Duluth, MN-WI","Gulfport-Biloxi-Pascagoula,MS","Cape Girardeau, MO-IL","Billings, MT","Grand Island, NE","Carson City,* NV","Manchester-Nashua, NH","Atlantic City-Hammonton,* NJ","Albuquerque,* NM","Albany-Schenectady-Troy,* NY","Asheville, NC","Bismarck, ND","Akron, OH","Enid, OK","Albany, OR","Allentown-Bethlehem-Easton,PA-NJ","Providence-Warwick,*RI-MA","Charleston-North Charleston,* SC","Rapid City, SD","Cleveland, TN","Abilene, TX","Logan, UT-ID","Burlington-South Burlington,VT","Blacksburg-Christiansburg-Radford,VA","Bellingham, WA","Washington-Arlington-Alexandria,DC-VA-MD-WV","Beckley,* WV","Appleton, WI","Casper, WY",null,"MMBtu",null,"Electricity","Residential"]
[null,"S_AZ","Arizona",null,"IECC 2012","ASHRAE 90.1 2010",null,null,null,"IECC 2012","ASHRAE 90.1 2010",2015,null,null,"Auburn-Opelika,* AL","Fairbanks,* AK","Lake Havasu City-Kingman, AZ","Fort Smith, AR-OK","Chico, CA","Colorado Springs,* CO","Hartford-West Hartford-EastHartford,CT","Philadelphia-Camden-Wilmington,* PA-NJ-DE-MD","Crestview-Fort Walton Beach-Destin,* FL","Athens-Clarke County, GA","Urban Honolulu,* HI","Coeur dAlene, ID","Carbondale-Marion, IL","Columbus, IN","Cedar Rapids, IA","Manhattan, KS","Clarksville,* TN-KY","Baton Rouge,* LA","Bangor, ME","California-LexingtonPark,*MD","Boston-Cambridge-Newton,* MA-NH","Battle Creek, MI","Mankato-North Mankato, MN","Hattiesburg, MS","Columbia,* MO","Great Falls, MT","Lincoln, NE","Las Vegas-Henderson-Paradise,* NV","Boston-Cambridge-Newton,* MA-NH","Ocean City,* NJ","Farmington,* NM","Binghamton, NY","Burlington, NC","Fargo, ND-MN","Canton-Massillon, OH","Lawton, OK","Bend-Redmond, OR","Altoona, PA",null,"Charlotte-Concord-Gastonia,NC-SC","Sioux Falls, SD","Jackson, TN","Amarillo, TX","Ogden-Clearfield, UT",null,"Charlottesville, VA","Bremerton-Silverdale,* WA",null,"Charleston, WV","Eau Claire, WI","Cheyenne, WY",null,"NOx","Metric tons","Natural Gas","Commercial"]
[null,"S_AR","Arkansas",null,"IECC 2015","ASHRAE 90.1 2013",null,null,null,"IECC 2015","ASHRAE 90.1 2013",2016,null,null,"Birmingham-Hoover,*AL",null,"Phoenix-Mesa-Scottsdale,* AZ","Hot Springs, AR","El Centro, CA","Denver-Aurora-Lakewood, CO","New Haven-Milford, CT","Salisbury, MD-DE","Deltona-Daytona Beach-OrmondBeach, FL","Atlanta-Sandy Springs-Roswell, GA",null,"Idaho Falls, ID","Champaign-Urbana, IL","Elkhart-Goshen, IN","Davenport-Moline-Rock Island,* IA","Topeka, KS","Elizabethtown-Fort Knox, KY","Houma-Thibodaux, LA","Lewiston-Auburn, ME","Cumberland, MD-WV","Pittsfield, MA","Bay City, MI","Minneapolis-St. Paul-Bloomington, MN WI","Jackson, MS","Jefferson City, MO","Missoula,* MT","Omaha-Council Bluffs, NE-IA","Reno,* NV",null,"Trenton,* NJ","Las Cruces,* NM","Buffalo-Cheektowaga-NiagaraFalls,* NY","Durham-Chapel Hill,*NC","Grand Forks, ND-MN","Cincinnati, OH-KY-IN","Oklahoma City,* OK","Corvallis, OR","Bloomsburg-Berwick,*PA",null,"Columbia,* SC","Sioux City, IA-NE-SD","Johnson City, TN","Austin-Round Rock, TX","Provo-Orem, UT",null,"Harrisonburg,* VA","Kennewick-Richland,*WA",null,"Huntington-Ashland,WV-KY-OH","Fond du Lac, WI",null,null,"SOx","Metric tons"]
[null,"S_CA5","California",null,"IECC 2018","ASHRAE 90.1 2016",null,null,null,"IECC 2018","ASHRAE 90.1 2016",2017,null,null,"Daphne-Fairhope-Foley, AL",null,"Prescott, AZ","Jonesboro, AR","Fresno,* CA","Fort Collins,* CO","Norwich-New London,CT",null,"Gainesville, FL","Augusta-Richmond County, GA-SC",null,"Lewiston, ID-WA","Chicago-Naperville-Elgin, IL-IN-W","Evansville, IN-KY","Des Moines-West DesMoines,IA","Wichita, KS","Lexington-Fayette,*KY","Lafayette, LA","Portland-South Portland, ME","Hagerstown-Martinsburg, MD-WV","Springfield, MA","Detroit-Warren-Dearborn, MI","Rochester, MN","Memphis, TN-MS-AR","Joplin, MO",null,"Sioux City, IA-NE-SD",null,null,"Vineland-Bridgeton,*NJ","Santa Fe,* NM","Elmira, NY","Fayetteville,* NC",null,"Cleveland-Elyria, OH","Tulsa,* OK","Eugene, OR","Chambersburg-Waynesboro,* PA",null,"Florence, SC",null,"Kingsport-Bristol-Bristol, TN-VA","Beaumont-Port Arthur, TX","Salt Lake City, UT",null,"Lynchburg, VA","Longview, WA",null,"Morgantown, WV","Green Bay, WI",null,null,"CH4","Metric tons"]
[null,"S_CO","Colorado",null,"IECC 2021*","ASHRAE 90.1 2019*",null,null,null,"IECC 2021*","ASHRAE 90.1 2019*",2018,null,null,"Decatur, AL",null,"Sierra Vista-Douglas, AZ","Little Rock-North Little Rock-Conway,AR","Hanford-Corcoran, CA","Grand Junction,* CO","Worcester, MA-CT",null,"Homosassa Springs, FL","Brunswick, GA",null,"Pocatello, ID","Danville, IL","Fort Wayne, IN","Dubuque, IA","Kansas City, MO-KS","Louisville-JeffersonCounty,KY-IN     ","Lake Charles, LA",null,"Salisbury, MD-DE","Worcester, MA-CT","Flint, MI","St. Cloud, MN",null,"Kansas City, MO-KS",null,null,null,null,"Allentown-Bethlehem-Easton,PA-NJ",null,"Glens Falls, NY","Goldsboro, NC",null,"Columbus, OH","Fort Smith, AR-OK","Grants Pass, OR","East Stroudsburg, PA",null,"Greenville-Anderson-Mauldin,SC",null,"Knoxville, TN","Brownsville-Harlingen, TX","St. George, UT",null,"Richmond, VA","Mount Vernon-Anacortes, WA",null,"Parkersburg-Vienna,WV","Janesville-Beloit, WI",null,null,"N2O","Metric tons"]
[null,"S_CT","Connecticut",null,"IECC 2024*","ASHRAE 90.1 2022*",null,null,null,"IECC 2024*","ASHRAE 90.1 2022*",2019,null,null,"Dothan, AL",null,"Tucson,* AZ","Pine Bluff, AR","Los Angeles-Long Beach-Anaheim,*CA   ","Greeley, CO",null,null,"Jacksonville,* FL","Columbus, GA-AL",null,"Logan, UT-ID","Decatur, IL","Indianapolis-Carmel-Anderson, IN","Iowa City, IA","St. Joseph, MO-KS","Owensboro, KY","Monroe, LA",null,"Philadelphia-Camden-Wilmington,* PA-NJ-DE-MD","Providence-Warwick,*RI-MA","Grand Rapids-Wyoming, MI","Fargo, ND-MN",null,"Springfield, MO",null,null,null,null,"New York-Newark-Jersey City,NY-NJ-PA",null,"Ithaca, NY","Greensboro-High Point,* NC",null,"Dayton, OH",null,"Medford, OR","Erie, PA",null,"Hilton Head Island-Bluffton-Beaufort,SC",null,"Memphis, TN-MS-AR","College Station-Bryan, TX",null,null,"Roanoke, VA","Olympia-Tumwater, WA",null,"Weirton-Steubenville, WV-OH","La Crosse-Onalaska,WI-MN",null,null,"CO2","Metric tons"]
[null,"S_DE","Delaware",null,"IECC 2027*","ASHRAE 90.1 2025*",null,null,null,"IECC 2027*","ASHRAE 90.1 2025*",2020,null,null,"Florence-Muscle Shoals, AL",null,"Yuma, AZ","Memphis, TN-MS-AR","Madera, CA","Pueblo,* CO",null,null,"Lakeland-Winter Haven, FL","Dalton, GA",null,null,"Kankakee, IL","Kokomo, IN","Sioux City, IA-NE-SD",null,"Cincinnati, OH-KY-IN","New Orleans-Metairie, LA",null,"Washington-Arlington-Alexandria,DC-VA-MD-WV",null,"Jackson, MI","Grand Forks, ND-MN",null,"St. Joseph, MO-KS",null,null,null,null,"Philadelphia-Camden-Wilmington,* PA-NJ-DE-MD",null,"Kingston, NY","Greenville, NC",null,"Lima, OH",null,"Portland-Vancouver-Hillsboro,* OR,WA","Gettysburg,* PA",null,"Myrtle Beach-Conway-North MyrtleBeach, SC,NC",null,"Morristown, TN","Corpus Christi, TX",null,null,"Staunton-Waynesboro,VA","Seattle-Tacoma-Bellevue,* WA",null,"Wheeling, WV-OH","Madison, WI",null,null,"CO2e","Metric tons"]
[null,"-","District of Columbia",null,null,null,null,null,null,"PassiveHouse*","PassiveHouse*",2021,null,null,"Gadsden, AL",null,null,"Texarkana, TX-AR","Merced, CA",null,null,null,"Miami-Fort Lauderdale-West Palm Beach, FL","Gainesville, GA",null,null,"Peoria, IL","Lafayette-West Lafayette, IN","Waterloo-Cedar Falls, IA",null,"Evansville, IN-KY","Shreveport-Bossier City, LA",null,null,null,"Kalamazoo-Portage, MI","La Crosse-Onalaska,WI-MN",null,"St. Louis, MO-IL",null,null,null,null,null,null,"New York-Newark-Jersey City,NY-NJ-PA","Hickory-Lenoir-Morganton, NC",null,"Mansfield, OH",null,"Salem, OR","Harrisburg-Carlisle,* PA",null,"Spartanburg, SC",null,"Nashville-Davidson--Murfreesboro--Franklin,TN","Dallas-Fort Worth-Arlington,TX",null,null,"Virginia Beach-Norfolk-Newport News, VA-NC","Spokane-Spokane Valley, WA",null,"Cumberland, MD-WV","Milwaukee-Waukesha-West Allis,* WI"]
[null,"S_FL7","Florida",null,null,null,null,null,null,null,null,2022,null,null,"Huntsville,* AL",null,null,null,"Modesto, CA",null,null,null,"Naples-Immokalee-Marco Island, FL","Hinesville, GA",null,null,"Rockford, IL","Michigan City-La Porte, IN","Omaha-Council Bluffs, NE-IA",null,"Huntington-Ashland,WV-KY-OH",null,null,null,null,"Lansing-East Lansing, MI",null,null,"Fayetteville-Springdale-Rogers,AR-MO",null,null,null,null,null,null,"Rochester, NY","Jacksonville,* NC",null,"Springfield, OH",null,null,"Johnstown, PA",null,"Sumter,* SC",null,"Clarksville,* TN-KY","El Paso,* TX",null,null,"Winchester, VA-WV","Walla Walla, WA",null,"Hagerstown-Martinsburg, MD-WV","Oshkosh-Neenah, WI"]
[null,"S_GA","Georgia",null,null,null,null,null,null,null,null,2023,null,null,"Mobile, AL",null,null,null,"Napa, CA",null,null,null,"North Port-Sarasota-Bradenton,* FL","Macon, GA",null,null,"Springfield, IL","Muncie, IN",null,null,null,null,null,null,null,"Midland, MI",null,null,null,null,null,null,null,null,null,"Syracuse, NY","New Bern, NC",null,"Toledo, OH",null,null,"Lancaster, PA",null,"Augusta-Richmond County, GA-SC",null,"Chattanooga, TN-GA","Houston-The Woodlands-SugarLand, TX",null,null,"Kingsport-Bristol-Bristol, TN-VA","Wenatchee, WA",null,"Washington-Arlington-Alexandria,DC-VA-MD-WV","Racine, WI"]
[null,"S_HI","Hawaii",null,null,null,null,null,null,null,null,2024,null,null,"Montgomery, AL",null,null,null,"Oxnard-Thousand OaksVentura, CA",null,null,null,"Ocala, FL","Rome, GA",null,null,"Cape Girardeau, MO-IL","South Bend-Mishawaka, IN-MI",null,null,null,null,null,null,null,"Monroe, MI",null,null,null,null,null,null,null,null,null,"Utica-Rome, NY","Raleigh,* NC",null,"Youngstown-Warren-Boardman,OH-PA",null,null,"Lebanon, PA",null,null,null,null,"Killeen-Temple,* TX",null,null,"Washington-Arlington-Alexandria,DC-VA-MD-WV","Yakima, WA",null,"Winchester, VA-WV","Sheboygan, WI"]
[null,"S_ID","Idaho",null,null,null,null,null,null,null,null,2025,null,null,"Tuscaloosa, AL",null,null,null,"Redding, CA",null,null,null,"Orlando-Kissimmee-Sanford, FL","Savannah, GA",null,null,"St. Louis, MO-IL","Terre Haute, IN",null,null,null,null,null,null,null,"Muskegon, MI",null,null,null,null,null,null,null,null,null,"Watertown-Fort Drum,NY","Rocky Mount, NC",null,"Huntington-Ashland,WV-KY-OH",null,null,"Philadelphia-Camden-Wilmington,* PA-NJ-DE-MD",null,null,null,null,"Laredo, TX",null,null,null,"Lewiston, ID-WA",null,null,"Wausau, WI"]
[null,"S_IL","Illinois",null,null,null,null,null,null,null,null,2026,null,null,"Columbus, GA-AL",null,null,null,"Riverside-San Bernardino-Ontario, CA",null,null,null,"Palm Bay-Melbourne-Titusville, FL","Valdosta, GA",null,null,null,"Chicago-Naperville-Elgin, IL-IN-W",null,null,null,null,null,null,null,"Niles-Benton Harbor,MI",null,null,null,null,null,null,null,null,null,null,"Wilmington, NC",null,"Weirton-Steubenville, WV-OH",null,null,"Pittsburgh, PA",null,null,null,null,"Longview, TX",null,null,null,"Portland-Vancouver-Hillsboro,* OR,WA",null,null,"Chicago-Naperville-Elgin, IL-IN-W"]
[null,"S_IN","Indiana",null,null,null,null,null,null,null,null,2027,null,null,null,null,null,null,"Sacramento--Roseville--Arden-Arcade,*CA",null,null,null,"Panama City, FL","Warner Robins, GA",null,null,null,"Cincinnati, OH-KY-IN",null,null,null,null,null,null,null,"Saginaw, MI",null,null,null,null,null,null,null,null,null,null,"Winston-Salem, NC",null,"Wheeling, WV-OH",null,null,"Reading, PA",null,null,null,null,"Lubbock, TX",null,null,null,null,null,null,"Duluth, MN-WI"]
[null,"S_IA","Iowa",null,null,null,null,null,null,null,null,2028,null,null,null,null,null,null,"Salinas, CA",null,null,null,"Pensacola-Ferry Pass-Brent,*FL","Chattanooga, TN-GA",null,null,null,"Louisville-JeffersonCounty,KY-IN     ",null,null,null,null,null,null,null,"South Bend-Mishawaka, IN-MI",null,null,null,null,null,null,null,null,null,null,"Charlotte-Concord-Gastonia,NC-SC",null,null,null,null,"Scranton--Wilkes-Barre--Hazleton,PA",null,null,null,null,"McAllen-Edinburg-Mission,* TX",null,null,null,null,null,null,"Minneapolis-St. Paul-Bloomington, MN WI"]
[null,"S_KS","Kansas",null,null,null,null,null,null,null,null,2029,null,null,null,null,null,null,"San Diego-Carlsbad,*CA",null,null,null,"Port St. Lucie, FL",null,null,null,null,null,null,null,null,null,null,null,null,null,null,null,null,null,null,null,null,null,null,null,"Myrtle Beach-Conway-North MyrtleBeach, SC,NC",null,null,null,null,"State College, PA",null,null,null,null,"Midland, TX"]
[null,"S_KY","Kentucky",null,null,null,null,null,null,null,null,2030,null,null,null,null,null,null,"San Francisco-Oakland-Hayward,* CA",null,null,null,"Punta Gorda, FL",null,null,null,null,null,null,null,null,null,null,null,null,null,null,null,null,null,null,null,null,null,null,null,"Virginia Beach-Norfolk-Newport News, VA-NC",null,null,null,null,"Williamsport, PA",null,null,null,null,"Odessa,* TX"]
[null,"S_LA","Louisiana",null,null,null,null,null,null,null,null,2031,null,null,null,null,null,null,"San Jose-Sunnyvale-Santa Clara,*CA",null,null,null,"Sebastian-Vero Beach, FL",null,null,null,null,null,null,null,null,null,null,null,null,null,null,null,null,null,null,null,null,null,null,null,null,null,null,null,null,"York-Hanover, PA",null,null,null,null,"San Angelo,* TX"]
[null,"S_ME2","Maine",null,null,null,null,null,null,null,null,2032,null,null,null,null,null,null,"San Luis Obispo-PasoRobles-Arroyo Grande,CA",null,null,null,"Sebring, FL",null,null,null,null,null,null,null,null,null,null,null,null,null,null,null,null,null,null,null,null,null,null,null,null,null,null,null,null,"New York-Newark-Jersey City,NY-NJ-PA",null,null,null,null,"San Antonio-New Braunfels,*TX"]
[null,"S_MD1","Maryland",null,null,null,null,null,null,null,null,2033,null,null,null,null,null,null,"Santa Cruz-Watsonville, CA",null,null,null,"Tallahassee, FL",null,null,null,null,null,null,null,null,null,null,null,null,null,null,null,null,null,null,null,null,null,null,null,null,null,null,null,null,null,null,null,null,null,"Sherman-Denison, TX"]
[null,"S_MA","Massachusetts",null,null,null,null,null,null,null,null,2034,null,null,null,null,null,null,"Santa Maria-Santa Barbara, CA",null,null,null,"Tampa-St. Petersburg Clearwater,*FL",null,null,null,null,null,null,null,null,null,null,null,null,null,null,null,null,null,null,null,null,null,null,null,null,null,null,null,null,null,null,null,null,null,"Texarkana, TX-AR"]
[null,"S_MI2","Michigan",null,null,null,null,null,null,null,null,2035,null,null,null,null,null,null,"Santa Rosa, CA",null,null,null,"The Villages, FL",null,null,null,null,null,null,null,null,null,null,null,null,null,null,null,null,null,null,null,null,null,null,null,null,null,null,null,null,null,null,null,null,null,"Tyler, TX"]
[null,"S_MN2","Minnesota",null,null,null,null,null,null,null,null,2036,null,null,null,null,null,null,"Stockton-Lodi, CA",null,null,null,null,null,null,null,null,null,null,null,null,null,null,null,null,null,null,null,null,null,null,null,null,null,null,null,null,null,null,null,null,null,null,null,null,null,"Victoria, TX"]
[null,"S_MS","Mississippi",null,null,null,null,null,null,null,null,2037,null,null,null,null,null,null,"Vallejo-Fairfield, CA",null,null,null,null,null,null,null,null,null,null,null,null,null,null,null,null,null,null,null,null,null,null,null,null,null,null,null,null,null,null,null,null,null,null,null,null,null,"Waco, TX"]
[null,"S_MO","Missouri",null,null,null,null,null,null,null,null,2038,null,null,null,null,null,null,"Visalia-Porterville,CA",null,null,null,null,null,null,null,null,null,null,null,null,null,null,null,null,null,null,null,null,null,null,null,null,null,null,null,null,null,null,null,null,null,null,null,null,null,"Wichita Falls, TX"]
[null,"S_MT","Montana",null,null,null,null,null,null,null,null,2039,null,null,null,null,null,null,"Yuba City, CA"]
[null,"S_NE","Nebraska",null,null,null,null,null,null,null,null,2040]
[null,"S_NV","Nevada"]
[null,"S_NH","New Hampshire"]
[null,"S_NJ","New Jersey"]
[null,"S_NM","New Mexico"]
[null,"S_NY","New York"]
[null,"S_NC","North Carolina"]
[null,"S_ND","North Dakota"]
[null,"S_OH","Ohio"]
[null,"S_OK","Oklahoma"]
[null,"S_OR","Oregon"]
[null,"S_PA","Pennsylvania"]
[null,"S_RI3","Rhode Island"]
[null,"S_SC","South Carolina"]
[null,"S_SD","South Dakota"]
[null,"S_TN","Tennessee"]
[null,"S_TX","Texas"]
[null,"S_UT","Utah"]
[null,"S_VT","Vermont"]
[null,"S_VA","Virginia"]
[null,"S_WA2","Washington"]
[null,"S_WV","West Virginia"]
[null,"S_WI","Wisconsin"]
[null,"S_WY","Wyoming"]